## Summary
The tariff structure for 38 countries comes from the latest data currently in use on the Official Website of the Power Utility Company.
Benin | Botswana | Burkina Faso | Central African Republic | Cabo Verde | Cameroon | Côte d'Ivoire | Eswatini | Ethiopia
Gabon | Gambia | Ghana | Guinea | Guinea-Bissau | Kenya | Lesotho | Liberia | Madagascar
Malawi | Mali | Mauritania | Mauritius | Mozambique | Namibia | Niger | Nigeria | Rwanda
Uganda | Senegal | Seychelles | Sierra Leone | South Africa | South Sudan | Zambia | Tanzania | Togo
Zimbabwe | São Tomé and Príncipe
The tariff structure data for 10 countries originates from third-party institutions. Detailed information is as follows:
Detailed residential tariff structure
The Ministry of Commerce (4) :
Angola | Burundi | Equatorial Guinea | Chad
Union of the Comoros (1):
Comoros
Average electricity price
Climatescope by BloombergNEF (4):
Democratic Republic of the Congo | Eritrea | Somalia | Republic of the Congo
The world bank (1):
Sudan

## Tariff - New data
| Country | Public Power Utility | Tariff Effective date | Single-phase voltage/Three-phase Voltage (Volts) | Connection information | Connection fee payment method | Tariff information | Assumed tax rate applied to bill | Fixed Charge | Other Fee | Customer classification | Residential tariff type IBT/DBT/VDT/Linear (IBT: Increasing block tariff; DBT: Decreasing block tariff; VDT: volume differentiated tariff) | Data source link | Data source | Additional Information1 | Additional Information2 | Additional information3 |  | Notes
1 | Angola | ENDE | 2023 | 220/380 |  |  | see the detail | 14% | N/A | N/A | Domestic | IBT | https://www.mofcom.gov.cn/dl/gbdqzn/upload/angela.pdf | Third party source -Ministry of Commerce | VAT |  |  |  | ENDE website is inaccessile, I emailed them waiting the feedback
2 | Benin | La Société Béninoise d'Energie Electrique (SBEE) | 2024 | 220/380 |  |  | see the detail | 18% | N/A | N/A | Social/Domestic | IBT | https://sbee.bj/particuliers/tarifications/ | Official Website of the Power Utility Company | VAT
3 | Botswana | BPC | 2024 | 230/400 |  |  | see the detail | 14%(included) | 34.02 BWP | NESC (LCU/kWh):0.05 | Domestic(TOU 4) | IBT | https://www.bpc.bw/customer-service/tariffs | Official Website of the Power Utility Company | NESC
4 | Burkina Faso | SONABEL | 2024 | 220/380 |  |  | see the detail | 18% | see the detail | TDE & TSDAAE | Social/Domestic | IBT | https://www.sonabel.bf/wp-content/uploads/2023/12/Grille-Tarifaire.pdf | Official Website of the Power Utility Company | VAT | TDE | Electricity bill format | TSDAAE
5 | Burundi | REGIDESO | 2021 | 220/380 |  |  | see the detail | 0% | N/A | N/A | Domestic | IBT | https://www.mofcom.gov.cn/dl/gbdqzn/upload/bulongdi.pdf | Third party source -Ministry of Commerce | VAT |  |  |  | REGIDESO website is inaccessile and email address is invalid.
6 | Central African Republic | ENERCA | 2024 | 220/380 |  |  | see the detail | 19% | 143.35 CFA | N/A | Domestic(ECLAIRAGE) | IBT | http://enerca-rca.com/p/service-tarification | Official Website of the Power Utility Company | VAT
7 | Cabo Verde | ELECTRA | 2024 | 230/400 |  |  | see the detail | 15% (included), change to 8% after 2022 (included) | N/A | CIP (LCU/kWh): 1.16 ( from WB Tariff database) | Domestic(BT normal) | IBT | https://www.electra.cv/frontend/web/index.php?r=site%2Ftarifa | Official Website of the Power Utility Company | VAT
8 | Cameroon | Eneo | 2024 | 220/380 |  |  | see the detail | 19.25% | N/A | N/A | Domestic | IBT | https://eneocameroon.cm/index.php/en/clients-particuliers-vos-factures-et-paiement-en/clients-particuliers-vos-factures-et-paiement-tarifs-delectricite-en | Official Website of the Power Utility Company | VAT
9 | Chad | SNE | 2020 | 220/380 |  |  | see the detail | 18% | N/A | N/A | Domestic | IBT | http://www.cpssc.org/uploads/file/2022/1642644295402532.pdf | Third party source -the Council for Promoting South-South Cooperation &WB | VAT |  |  |  | SNE doesn't have website, the email address is invalid.
10 | Comoros | SONELEC | 2014 | 220/380 |  |  | see the detail | Not sure (included) | N/A | N/A | Domestic | Linear | https://www.cif.org/sites/default/files/meeting-documents/comoros_eoi_0.pdf | Third party source - Climate Investment Funds | NO VAT INFORMATION |  |  |  | emailed SONELEC and wait for their reponse
11 | Côte d'Ivoire | CIE | 2024 | 220/380 |  |  | see the detail | 18% (included) | see the detail | see the detail | Social/Domestic | IBT | https://www.dgenergie.ci/fichiers_uploades/files/Arrete-Interministeriel-n%C2%B0-0644-MMPE-MEF-MBPE-du-7-juin-2023-fixant-les-tarifs-de-lelectricite-Copier-1.pdf | Official Website of the Power Utility Company | In the tariff document
12 | Democratic Republic of the Congo | SNEL | 2022 | 220/380 |  |  | Average residential electricity price 69.00 USD/MWh | 16% | N/A | N/A | Domestic | Not sure | https://www.global-climatescope.org/markets/cd/ | Third party source -Climatescope by BloombergNEF | VAT |  |  |  | Website is inaccessible
13 | Equatorial Guinea | SEGESA | 2021 | 220/unavailable |  |  | see the detail | 15% | N/A | N/A | Small Customer (not mention only for households) | Linear | https://www.mofcom.gov.cn/dl/gbdqzn/upload/chidaojineiya.pdf | Third party source -Ministry of Commerce | VAT
14 | Eritrea | Eritrean Electricity Corporation (EEC) | 2022 | 230/400 |  |  | Average residential electricity price 240 USD/MWh | 0% | N/A | N/A | Domestic | Not sure | https://www.global-climatescope.org/markets/er/ | Third party source -Climatescope by BloombergNEF | VAT |  |  |  | Website is inaccessible
15 | Eswatini | EEC | 2024 | 230/400 |  |  | see the detail | 0% | N/A | Rural Electrification Access Fund: 2.5% (included) | Social/Domestic | IBT | https://www.eec.co.sz/domestic/tariffs/ | Official Website of the Power Utility Company | VAT | Social tariff definition
16 | Ethiopia | Ethiopian Electric Utility | 2024 | 220/380 |  |  | see the detail | 0% | Service charge: 1.1 post paid: up to 50kwh 10.00 Above 50 kwh 42.00 1.2 prepaid : up to 50 kwh 3.50 Above 50 kwh 14.70 | N/A | Domestic | VDT | http://www.eeu.gov.et/electricity-tariff/detail/938?lang=am | Official Website of the Power Utility Company | VAT
17 | Gabon | Société d'Energie et d'Eau du Gabon (SEEG) | 2020-Valid until now | 220/380 |  |  | see the detail | 10% | see the detail | N/A | Social/Domestic | Linear/VDT | https://www.seeg-gabon.com/med/trf/Presentation_des_tarifs_1582277618493.pdf | Official Website of the Power Utility Company | VAT | connection cost
18 | Gambia | NAWEC | 2023-Valid until now | 230/400 |  |  | see the detail | 15%(over 1000kwh per month) | N/A | N/A | Domestic | IBT | https://pura.gm/economic-regulations/tariff/electricity-tariff/ | Official Website of the Power Utility Company | VAT1 | VAT2 | VAT3
19 | Ghana | ECG | 2024 | 230/400 |  |  | see the detail | 0% | service charge:(GHp/mo) lifeline: 2.13 normal customer: 10.730886 | Government special levy (LCU/kWh):0.0001 Street light levy (LCU/kWh): 0.0002 (from excel, no available source) | Social/Domestic | IBT | https://www.purc.com.gh/attachment/994532-20241029051019.pdf | Official Website of the Power Utility Company | VAT
20 | Guinea | EDG | 2024 | 220/380 |  |  | see the detail | 18% | N/A | N/A | Domestic | IBT | https://edg.com.gn/service/comprendre-ma-facture/ | Official Website of the Power Utility Company | VAT
21 | Guinea-Bissau | Eletricidade e Águas da Guiné-Bissau - EAGB | 2024 | 220/380 |  |  | see the detail | 15% | N/A | N/A | Domestic | IBT | https://www.mofcom.gov.cn/dl/gbdqzn/upload/jineiyabishao.pdf | Official Website of the Power Utility Company & Third party source -Ministry of Commerce | VAT | Bill information
22 | Kenya | KPLC | 2024 | 240/415 |  |  | see the detail | 16% | N/A | see the detail | Social/Domestic | IBT | https://www.stimatracker.com/ | Official Website of the Power Utility Company & Third party source - Electricity cost in Kenya | VAT
23 | Lesotho | Lesotho Electricity and Water Authority -LEWA | 2024 | 220/380 | Current standard connetion fee is M2000, there is a proposal to increase the connection fee, not sure if it is approved. | Pay 40% of the connection cots upfront with the remainder being paid within three months | see the detail | 10% | N/A | N/A | Social/Domestic | Linear | https://www.lewa.org.ls/tariffs-determinations/ | Official Website of the Power Utility Company | VAT | Lifeline tariff definition
24 | Liberia | LEC | 2024 | 120/208 |  |  | see the detail | 10% (included) | see the detail | N/A | Social/Domestic | Linear | https://lecliberia.com/customer-service/payment-billing/current-tariff/ | Official Website of the Power Utility Company | VAT
25 | Madagascar | JIRAMA | 2024 | 220/380 |  |  | see the detail | 0% | see the detail | N/A | Domestic | IBT | https://www.jirama.mg/wp-content/uploads/2020/05/Tarif_ELEC_JIRAMA.2018.01.pdf | Official Website of the Power Utility Company | VAT
26 | Malawi | ESCOM | 2024 | 230/400 |  |  | see the detail | 16.5% | per month Nill 6900 | N/A | Domestic(prepaid) | IBT | https://www.escom.mw/tariffs-and-charges/ | Official Website of the Power Utility Company | VAT | Change to prepaid meter during 2020
27 | Mali | EDM | 2019 | 220/380 |  |  | see the detail | N/A | N/A | N/A | Social/Domestic | IBT | https://eis.ecowas.int/assets/front/medias/doc/media_20221214094744.pdf | Official Website of the Power Utility Company | In the tariff document | Social tariff definition
28 | Mauritania | SOMELEC | 2024 | 220/220 |  |  | see the detail | 16% | per month 27.991 6kVA: 165.072 9kVA: 340.439 12kVA: 701.473 18kVA: 1485.321 24kVA: 2723.517 30kVA: 4539.302 36kVA: 7428.857 | ADVANCE ON CONSUMPTION 390 1520 2470 3810 6650 10220 14960 22090 | Social/Domestic | Linear | https://somelec.mr/?q=node/1414 | Official Website of the Power Utility Company | VAT
29 | Mauritius | CEB | 2024 | 230/400 |  |  | see the detail | 0% | minimum charge applicable per month Tariff 110A: 31.00 Tariff 110: 44.00 Tariff 120: 184.00 Tariff 140: 369.00 | security deposit: Tariff 110: 200 Tairff 120: 600 Tairff 140: 1200 | Social/Domestic | IBT | https://ceb.mu/files/files/tariffs/154_Main_171222_URA.pdf | Official Website of the Power Utility Company | VAT | 110A
30 | Mozambique | EDM | 2024 | 220/380 |  |  | see the detail | 17% included( from WB database) | see the detail | N/A | Social/Domestic | IBT | https://www.edm.co.mz/en/website/page/electricity-tariffs | Official Website of the Power Utility Company | VAT
31 | Namibia | NORED(D)/ERONGORED(D)/CENORED(D) Nampower(Vertically Integrated Utility) | 2024 | 220/380 |  |  | see the detail | 0% | see the detail | ECB Levy: 0.0212 N$/kWh NEF Levy: 0.0160 N$/kWh | Social/Domestic | Linear/TOU/IBT | see the additional information | Official Website of the Power Utility Company | VAT | NORED | ERONGO | CENORED
32 | Niger | NIGELEC | 2020 | 220/380 |  |  | see the detail | 0%( if less than 150kwh) 19%(if greater than 150kwh) | see the detail | N/A | Social/Domestic | IBT | https://rise.esmap.org/data/files/library/niger/Electricity%20Access/Niger_Decree%20796%20Electricity%20Tariffs_%202017.pdf | Official Website of the Power Utility Company | VAT
33 | Nigeria | TCN | 2024 | 230/415 |  |  | see the detail | 7.5% | N/A | N/A | Social/Domestic | Linear/VDT | https://nerc.gov.ng/wp-content/uploads/2024/06/YEDC-MYTO-ORDER-JUNE-2024.pdf | Official Website of the Power Utility Company | VAT
34 | Republic of the Congo | Énergie électrique du Congo | 2021 | 230/400 |  |  | see the detail | 18.9% (not sure if includeed, assume included) | see the detail | N/A | Domestic | Linear | https://www.facebook.com/photo/?fbid=266143958526061&set=a.149542256852899 | Official Website of the Power Utility Company & Third party source -Climatescope by BloombergNEF | VAT | Average residential price
35 | Rwanda | EUCL | 2024 | 230/400 |  |  | see the detail | 18% | N/A | N/A | Domestic | IBT | https://www.reg.rw/customer-service/tariffs/ | Official Website of the Power Utility Company | VAT
36 | Senegal | Senelec | 2024 | 230/400 |  |  | see the detail | 18%(only apply for consumption greater than 250kWh per month) | see the detail | N/A | Domestic | IBT/TOU | https://www.senelec.sn/grille-tarifaire | Official Website of the Power Utility Company | VAT | Tariff blocks
37 | Seychelles | PUC | 2024 | 240/240 |  |  | see the detail | 0% | N/A | Power demand charge SR/ kVA Tariff 110: 0 Tariff 120: 4.9 Tariff 130: 9.85 | Domestic | IBT | https://www.puc.sc/electricity-tariffs/ | Official Website of the Power Utility Company | VAT1 | VAT2
38 | Sierra Leone | EDSA | 2024 | 230/400 |  |  | see the detail | 15%(include GST) | see the detail | N/A | Social/Domestic | IBT | https://ewrc.gov.sl/tariff/electricity-tariff/ | Official Website of the Power Utility Company | VAT
39 | Somalia | Many private power companies are supervised by the ESWG. | 2022 | 220/380 |  |  | Average electricity price 79.42 USD/MWh | 5% (not sure if included) | N/A | N/A | Domestic | Not sure | https://www.global-climatescope.org/markets/so/ | Third party source -Climatescope by BloombergNEF | VAT
40 | South Africa | ESKOM | 2024 | 230/400 |  |  | see the detail | 15% (included) | see the detail | N/A | Domestic | IBT | https://www.eskom.co.za/distribution/wp-content/uploads/2024/05/ESK114-Eskom-Digital-Tariff-Booklet-2024_Final.pdf | Official Website of the Power Utility Company | VAT
41 | South Sudan | SSEC / JEDCO | 2024 | 230/400 |  |  | see the detail | 15% (included) | N/A | N/A | Domestic | IBT | https://www.jedcopower.com/#pricing | Official Website of the Power Utility Company (JEDCO) | VAT |  |  |  | JEDCO is a Private Public Partnership (PPP) company incorporating EZRA Construction & Development Group (ECGD) holding 52% of the shares and South Sudan Electricity Corporation (SSEC) which holds 48% of the shares, which provide electricity for the capital of the south sudan (Juba). No more information about SSEC tariff.
42 | Sudan | SEDC | 2021 | 230/400 |  |  | Average electricity price 0.023 USD/kWh | 17% (not sure if included) | N/A | N/A | Social/Domestic | Not sure | https://ewsdata.rightsindevelopment.org/files/documents/11/WB-P176711.pdf | Third party source -The world bank | VAT
43 | São Tomé and Príncipe | EMAE | 2024 | 230/400 |  |  | see the detail | 0% (From WB 2014 database) | see the detail | Water and Electricity Bill Statement | Domestic | IBT | https://www.emae.st/PT/clientes/tarifarios | Official Website of the Power Utility Company | VAT
44 | Tanzania | TANESCO | 2024 | 230/415 |  |  | see the detail | 18% | N/A | EWURA: 1% REP: 3% (from WB 2014 database) | Domestic | IBT | https://www.tanesco.co.tz/attachments/customer_services/_unewEou3Ea2ea5kfxYK7GX9H0qhcjnO_2022_11_30_07_10_00.pdf | Official Website of the Power Utility Company | VAT
45 | Togo | CEET | 2024 | 220/380 |  |  | see the detail | 18% | Meter rental 500 FCFA Connection Maintenance 500 FCFA | Power charge (FCFA/kVA/month) | Social/Domestic | IBT | https://www.ceet.tg/tg/?page_id=2921 | Official Website of the Power Utility Company | VAT
46 | Uganda | UEGCL(generation) UETCL(transmission) Umeme limited (private company for distribution) | 2024 | 240/415 |  |  | see the detail | 18% | N/A | N/A | Social/Domestic | IBT | https://www.umeme.co.ug/tariffs | Official Website of the Power Utility Company | VAT
47 | Zambia | ZESCO | 2024 | 230/400 |  |  | see the detail | 16% | N/A | Government excise duty:3% | Domestic | IBT | https://www.erb.org.zm/wp-content/uploads/files/Tariffs/Approved-ZESCO-Multi-Year-Tariffs-2024-2027.pdf | Official Website of the Power Utility Company | VAT
48 | Zimbabwe | ZETDC(T&D) ZPC(G) | 2024 | 240/415 |  |  | see the detail | 0% | N/A | Rural Electrification Levy: 6% | Domestic metered customer | IBT | https://zimpricecheck.com/price-updates/zesa-tariffs/?srsltid=AfmBOopqyE2LszPAz3FVDrn3vbMv8cgspbr4aYOyMjSYsNCM8GVhQRWg | Official Website of the Power Utility Company | VAT1 | VAT2 | ZESA

## Multi-tier matrix
| Tier 0 | Tier 1 | Tier 2 | Tier 3 | Tier 4 | Tier 5
Daily capacity | N/A | Min 12 Wh | Min 200 Wh | Min 1 kWh | Min 3.4 kWh | Min 8.2 kWh
Power | N/A | Min 3W | Min 50W | Min 200W | Min 800W | Min 2000W
Supported Appliances | N/A | Very low-power appliances | Low-power appliances | Medium-power appliances | High-power appliances | Very high-power appliances
| Tier 0 | Tier 1 | Tier 2 | Tier 3 | Tier 4 | Tier 5 | unit
Daily capacity | 0 | 0.012 | 0.2 | 1 | 3.4 | 8.2 | (kWh)
Monthly capacity (assume 30 days) | 0 | 0.36 | 6 | 30 | 102 | 246 | (kWh) | Domestic power factor correlation | 0.95 | https://www.beama.org.uk/static/uploaded/080037a7-4dd8-4776-a6a5abb0988269ba.pdf
Active power | 0 | 3≤P<50 | 50≤P<200 | 200≤P<800 | 800≤P<2000 | 2000≤P≤14000 | W | kW = kVA x PF
Max Apparent power | 0 | 0.052632 | 0.21053 | 0.84211 | 2.1053 | 14.7368 | kVA
Energy 5 household appliance | Tier 0: Range (w); Tier 2: Link
Window air conditioner | Tier 0: 900; Tier 1: 1440; Tier 2: https://www.tcl.com/uk/en/blog/how-much-electricity-does-an-air-conditioner-use#:~:text=How%20Much%20Electricity%20Does%20an%20Air%20Conditioner%20Use%3F,consume%20between%202900%20and%204100.
Refrigerator | Tier 0: 300; Tier 1: 800; Tier 2: https://www.energysage.com/electricity/house-watts/how-many-watts-does-a-refrigerator-use/
Electric cookstove | Tier 0: 1000; Tier 1: 3000; Tier 2: https://www.renogy.com/blog/how-many-watts-does-an-electric-stove-use#:~:text=Most%20electric%20stove%20burners%20come,power%20consumption%20will%20be%201kWh.
Vacuum cleaner | Tier 0: 600; Tier 1: 2000; Tier 2: https://www.techradar.com/home/vacuums/how-many-watts-of-power-is-good-for-a-vacuum-cleaner
LED lighting | Tier 0: 10; Tier 1: 10; Tier 2: https://www.energysage.com/electricity/house-watts/how-many-watts-does-a-light-bulb-use/
Washing machine | Tier 0: 400; Tier 1: 1400; Tier 2: https://www.energysage.com/electricity/house-watts/how-many-watts-does-a-washing-machine-use/
Microwave | Tier 0: 600; Tier 1: 1000; Tier 2: https://www.energysage.com/electricity/house-watts/how-many-watts-does-microwave-use/
Oven | Tier 0: 2000; Tier 1: 5000; Tier 2: https://www.energysage.com/electricity/house-watts/how-many-watts-does-an-electric-oven-and-stove-use/
Eletric Water heating | Tier 0: 2000; Tier 1: 4000; Tier 2: https://www.jackery.com/blogs/knowledge/how-many-watts-does-a-water-heater-use#:~:text=Most%20residential%20electric%20water%20heaters,hours%2C%20eliminating%20high%20electricity%20bills.
TV | Tier 0: 50; Tier 1: 200; Tier 2: https://www.energysage.com/electricity/house-watts/how-many-watts-does-a-tv-use/
Laptop | Tier 0: 30; Tier 1: 70; Tier 2: https://www.energysage.com/electricity/house-watts/how-many-watts-does-a-computer-use/
Sum | Tier 0: 7890; Tier 1: 18920
Medium | Tier 0: 13405
Also, from an article, the peak power for a household before diversity is around 14kW, we assume in Tier 5, most of the household applicance mentioned above operate at the same time.

## Angola
| Tier 0 | Tier 1 | Tier 2 | Tier 3 | Tier 4 | Tier 5 | unit
Daily capacity | 0 | 0.012 | 0.2 | 1 | 3.4 | 8.2 | (kWh)
Monthly capacity (assume 30 days) | 0 | 0.36 | 6 | 30 | 102 | 246 | (kWh)
Active power | 0 | 0.003≤P<0.05 | 0.05≤P<0.2 | 0.2≤P<0.8 | 0.8≤P<2 | 2≤P≤14 | kW
Max Apparent Power | 0 | 0.052632 | 0.21053 | 0.84211 | 2.1053 | 14.7368 | kVA
Tariff structure
<1.3 KVA | Tier 0: 2.46; Tier 1: Kz/kWh
3kVA | Tier 0: 6.41; Tier 1: Kz/kWh |  | 14% VAT
>3KVA & <9.9 KVA | 10.89 | Kz/kWh | 90 | Kz/KVA
>9.9KVA | 14.74 | Kz/kWh | 100 | Kz/KVA |  |  |  | The contracted power is the maximum available capacity and is chosen by the consumer. Each contracted power echelon has a specific price. The contracted power is measured in VA (VoltAmpere). The higher contracted power, the greater number of electrical equipment that can be used at the same time.
Electricity bill | Tier 0 | Tier 1 | Tier 2 | Tier 3 | Tier 4 | Tier 5
<1.3 KVA | 0 | 1.0096 | 16.8264 | 84.132 | N/A | N/A
3kVA | 0 | N/A | N/A | N/A | 745.3548 | N/A
>3KVA & <9.9 KVA | 0 | N/A | N/A | N/A | N/A | 4069.7316
>9.9KVA | 0 | N/A | N/A | N/A | N/A | 5813.6856
Electricity bill | Tier 0 | Tier 1 | Tier 2 | Tier 3 | Tier 4 | Tier 5
domestic | 0 | 1.0096 | 16.8264 | 84.132 | 745.3548 | 4941.7086
Given that in Angola, electricity bills are influenced by apparent power, it is assumed that the minimum possible apparent power is determined by the MTF standards for each tier.

## Benin
| Tier 0 | Tier 1 | Tier 2 | Tier 3 | Tier 4 | Tier 5 | unit
Daily eletricity consumption | 0 | 0.012 | 0.2 | 1 | 3.4 | 8.2 | (kWh)
Monthly capacity (assume 30 days) | 0 | 0.36 | 6 | 30 | 102 | 246 | (kWh)
Active power | 0 | 0.003≤P<0.05 | 0.05≤P<0.2 | 0.2≤P<0.8 | 0.8≤P<2 | 2≤P≤14 | kW
Max Apparent Power | 0 | 0.052632 | 0.21053 | 0.84211 | 2.1053 | 14.7368 | kVA
Postpaid Low Voltage (BT) Residential Tariff Structure
Social (0-20 kWh) | 88 | FCFA/kWh | 500 | FCFA/kVA
T1 (0-250 kWh) | 125 | FCFA/kWh | 500 | FCFA/kVA
T2 (>250 kWh) | 148 | FCFA/kWh | 500 | FCFA/kVA
Prepaid Low Voltage (BT) Tariff (small businesses）
Flat rate | 125 | FCFA/kWh | 500 | FCFA/kVA
Electricity bill | Tier 0 | Tier 1 | Tier 2 | Tier 3 | Tier 4 | Tier 5
Social | 0 | 57.9958 | 633.2632 | N/A | N/A | N/A
T1 | 0 | N/A | N/A | 4921.8421 | 16287.1053 | 44979.7368
T2 | 0 | N/A | N/A | N/A | N/A | N/A
Final electricity bill | Tier 0 | Tier 1 | Tier 2 | Tier 3 | Tier 4 | Tier 5
Household | 0 | 57.9958 | 633.2632 | 4921.8421 | 16287.1053 | 44979.7368
Social tariff (less than 20 kWh) exemt from VAT(18%)

## Botswana
| Tier 0 | Tier 1 | Tier 2 | Tier 3 | Tier 4 | Tier 5 | unit
Daily capacity | 0 | 0.012 | 0.2 | 1 | 3.4 | 8.2 | (kWh)
Monthly capacity (assume 30 days) | 0 | 0.36 | 6 | 30 | 102 | 246 | (kWh)
BWP/kWh
DM: up to 200 kWh | 0.9839 | DM: more than 200 kWh | 1.3663 | Fixed Charge | 34.02 | NESC (LCU/kWh) | 0.05 | VAT 14% included
Electricity bill | Tier 0 | Tier 1 | Tier 2 | Tier 3 | Tier 4 | Tier 5
domestic | 0 | 34.3922 | 40.2234 | 65.037 | 139.4778 | 305.9498

## Burkina Faso
| Tier 0 | Tier 1 | Tier 2 | Tier 3 | Tier 4 | Tier 5 | unit
Daily capacity | 0 | 0.012 | 0.2 | 1 | 3.4 | 8.2 | (kWh)
Monthly capacity (assume 30 days) | 0 | 0.36 | 6 | 30 | 102 | 246 | (kWh)
Active power | 0 | 3≤P<50 | 50≤P<200 | 200≤P<800 | 800≤P<2000 | 2000≤P≤14000 | W | [6 empty] | Single phase voltage: 220V
Max Apparent Power | 0 | 0.052632 | 0.21053 | 0.84211 | 2.1053 | 14.7368 | kVA | [6 empty] | Three phase voltage: 380V
Maximum Current-single phase | 0 | 0.23923 | 0.95694 | 3.8278 | 9.5694 | 66.9856 | A |  | 0.19843 | 0.6906 |  | 46.2606 | 23.2295 | https://www.power-sonic.com/blog/single-phase-and-three-phase-voltage-by-country/
Maximum Current-three phase | 0 | 0.1385 | 0.55402 | 2.2161 | 5.5402 | 38.7812 | A |  | 2.2022
0.0031579
Tariff type A(monophase 2wire social) - 1A to 3A | [8 empty] | Subscription Fees
DM: 0-75 kWh | 75 | CFA/kWh | Monthly Charge | 1132 | CFA | Fixed Monthly Fee | 0 | CFA | prepaid | 1229 | CFA | postpaid | 3 375 + K
DM: 76-100 kWh | Tier 0: 128; Tier 1: CFA/kWh
DM:>100 kWh | Tier 0: 138; Tier 1: CFA/kWh
Tariff type B1(monophase 2wire normal) -5A to15A | [8 empty] | Subscription Fees
DM: 0-50 kWh | 96 | CFA/kWh | Monthly Charge | 457 | CFA | Fixed Monthly Fee | 355 | CFA/amp | prepaid | 1229 | CFA | postpaid | 1135 per amp+ K |  | K = Policy Fees + Taxes and Duties
DM: 51-200 kWh | Tier 0: 102; Tier 1: CFA/kWh
DM:>200 kWh | Tier 0: 109; Tier 1: CFA/kWh | [7 empty] | Penalty if Power Factor < 0.93
Tariff type B1(monophase 2wire normal) -20A to 30A | [8 empty] | Subscription Fees
DM: 0-50 kWh | 96 | CFA/kWh | Monthly Charge | 764 | CFA | Fixed Monthly Fee | 355 | CFA/amp | prepaid | 1229 | CFA | postpaid | 1135 per amp+ K | PS = Subscribed Power
DM: 51-200 kWh | Tier 0: 102; Tier 1: CFA/kWh
DM:>200 kWh | Tier 0: 109; Tier 1: CFA/kWh
Tariff type B2(monophase 2wire special) -5A to15A | [8 empty] | Subscription Fees |  |  |  |  | VAT=18%
flat rate | 160 | CFA/kWh | Monthly Charge | 457 | CFA | Fixed Monthly Fee | 355 | CFA/amp | prepaid | 1229 | CFA | postpaid | 1135 per amp+ K
[14 empty] | TDE (Taxe de Développement de l’Electrification ) |  |  |  | 2 | LCU/kWh
Tariff type B2(monophase 2wire special) -20A to 30A | [8 empty] | Subscription Fees
flat rate | 160 | CFA/kWh | Monthly Charge | 764 | CFA | Fixed Monthly Fee | 355 | CFA/amp | prepaid | 1229 | CFA | postpaid | 1135 per amp+ K
[14 empty] | TSDAAE | DM <50kWh | 1 | LCU/kWh
Tariff type C1(Triphase 4wire normal) -10A to15A | [8 empty] | Subscription Fees | [5 empty] | DM above 50kWh | 3 | LCU/kWh
DM: 0-50 kWh | 96 | CFA/kWh | Monthly Charge | 1226 | CFA | Fixed Monthly Fee | 1061 | CFA/amp | prepaid | 1918 | CFA | postpaid | 5130 per amp+ K
DM: 51-200 kWh | Tier 0: 108; Tier 1: CFA/kWh
DM:>200 kWh | Tier 0: 114; Tier 1: CFA/kWh
Tariff type C1(Triphase 4wire normal) -20A to 30A | [8 empty] | Subscription Fees
DM: 0-50 kWh | 96 | CFA/kWh | Monthly Charge | 1373 | CFA | Fixed Monthly Fee | 1061 | CFA/amp | prepaid | 1918 | CFA | postpaid | 5130 per amp+ K
DM: 51-200 kWh | Tier 0: 108; Tier 1: CFA/kWh
DM:>200 kWh | Tier 0: 114; Tier 1: CFA/kWh
Tariff type C2(Triphase 4wire special) -10A to 15A | [8 empty] | Subscription Fees
flat rate | 160 | CFA/kWh | Monthly Charge | 1226 | CFA | Fixed Monthly Fee | 1061 | CFA/amp | prepaid | 1918 | CFA | postpaid | 5130 per amp+ K
Tariff type C2(Triphase 4wire special) -20A to 30A | [8 empty] | Subscription Fees
flat rate | 160 | CFA/kWh | Monthly Charge | 1373 | CFA | Fixed Monthly Fee | 1061 | CFA/amp | prepaid | 1918 | CFA | postpaid | 5130 per amp+ K
Electricity bill | Tier 0 | Tier 1 | Tier 2 | Tier 3 | Tier 4 | Tier 5
Tariff A- social | 0 | 1368.8944 | 1888 | N/A | N/A | N/A
Tariff B1-5A to 15A | 0 | N/A | N/A | 5718.105 | 16704.2324 | N/A
Tariff B1-20A to 30A | 0 | N/A | N/A | N/A | N/A | 42786.8
Tariff B2-5A to 15A | 0 | N/A | N/A | 7983.705 | 24407.2724 | N/A
Tariff B2-20A to 30A | 0 | N/A | N/A | N/A | N/A | 61364.72
Final electricity bill | Tier 0 | Tier 1 | Tier 2 | Tier 3 | Tier 4 | Tier 5
Household | 0 | 1368.8944 | 1888 | 6850.905 | 20555.7524 | 52075.76 |  |  | It is uncertain whether the flat rate applies to household customers, as it typically applies to small LV businesses. For this analysis, flat rate tariffs are excluded. Additionally, we are not considering the prepaid subscription fee, as the focus is solely on estimating electricity bills across different energy tiers.

## Burundi
| Tier 0 | Tier 1 | Tier 2 | Tier 3 | Tier 4 | Tier 5 | unit
Daily capacity | 0 | 0.012 | 0.2 | 1 | 3.4 | 8.2 | kWh
Monthly capacity (assume 30 days) | 0 | 0.36 | 6 | 30 | 102 | 246 | kWh
Domestic
DM: 0-50 kWh | Tier 0: 82; Tier 1: BIF/kWh; Tier 5: VAT applies to non-residential only =0%
DM: 50-150 kWh | Tier 0: 290; Tier 1: BIF/kWh
DM: >150 kWh | Tier 0: 546; Tier 1: BIF/kWh
Electricity bill | Tier 0 | Tier 1 | Tier 2 | Tier 3 | Tier 4 | Tier 5
domestic | 0 | 29.52 | 492 | 2460 | 19180 | 85516

## Central African Republic
| Tier 0 | Tier 1 | Tier 2 | Tier 3 | Tier 4 | Tier 5 | unit
Daily capacity | 0 | 0.012 | 0.2 | 1 | 3.4 | 8.2 | (kWh)
Monthly capacity (assume 30 days) | 0 | 0.36 | 6 | 30 | 102 | 246 | (kWh)
ECLAIRAGE | Tier 0: CFA/kWh; Tier 1: fixed charge
T1 (0-50 kWh) | Tier 0: 68.24; Tier 1: 143.35; Tier 3: VAT =19%
T2 (50-100 kWh) | Tier 0: 71.71
T3 (>100 kWh) | Tier 0: 79.6
Electricity bill | Tier 0 | Tier 1 | Tier 2 | Tier 3 | Tier 4 | Tier 5
Domestic | 0 | 199.8205 | 657.8201 | 2606.7545 | 8687.0595 | 22327.3155
The tariff is based solely on electricity consumption amount, not on kWh usage. A fixed amount is charged within each usage block.

## Cabo Verde
| Tier 0 | Tier 1 | Tier 2 | Tier 3 | Tier 4 | Tier 5 | unit
Daily capacity | 0 | 0.012 | 0.2 | 1 | 3.4 | 8.2 | (kWh)
Monthly capacity (assume 30 days) | 0 | 0.36 | 6 | 30 | 102 | 246 | (kWh)
VAT 15% included
DM: up to 60 kWh | 28.5 | DM : from 60 kWh | 36.39 | CIP (LCU/kWh): | 1.16
[9 empty] | KIP | 3.56%
Electricity bill | Tier 0 | Tier 1 | Tier 2 | Tier 3 | Tier 4 | Tier 5 |  |  | Iluminação Pública (CIP)(VAT inclusive) | 32.53
Domestic | 0 | 10.6776 | 177.96 | 889.8 | 3356.7 | 8763.9 |  |  | CIP | 1.1581
[9 empty] | Application of CIP | http://www.asemana.publ.cv/spip.php?article86062
CIP = ECONS x KIP x TARIP

## Cameroon
| Tier 0 | Tier 1 | Tier 2 | Tier 3 | Tier 4 | Tier 5 | unit
Daily capacity | 0 | 0.012 | 0.2 | 1 | 3.4 | 8.2 | (kWh)
Monthly capacity (assume 30 days) | 0 | 0.36 | 6 | 30 | 102 | 246 | (kWh)
VAT
CFAF/kWh | [7 empty] | Bracket | Tariff (in FCFA) | VAT
DM: up to 110 kWh | 50 | DM : from 111-400 kWh | 79 | DM: from 401-800 kWh | 94 | DM: from 801-2000 kWh | 99 | From 0 to 110 KWH | 50 | 0
[8 empty] | From 111 KWH to 220 KWH | 79 | 0
[8 empty] | From 221 KWH to 400 KWH | 79 | 19.25%
[8 empty] | From 401 KWH to 800 KWH | 94 | 19.25%
[8 empty] | From 801 KWH to 2000 KWH | 99 | 19.25%
Electricity bill | Tier 0 | Tier 1 | Tier 2 | Tier 3 | Tier 4 | Tier 5
Domestic | 0 | 18 | 300 | 1500 | 5100 | 19370.97

## Chad
| Tier 0 | Tier 1 | Tier 2 | Tier 3 | Tier 4 | Tier 5 | unit
Daily capacity | 0 | 0.012 | 0.2 | 1 | 3.4 | 8.2 | (kWh)
Monthly capacity (assume 30 days) | 0 | 0.36 | 6 | 30 | 102 | 246 | (kWh)
Domestic | Tier 0: Energy charge (LCU/kWh)
0-150 kWh | Tier 0: 85; Tier 3: VAT = 18%
>150 kWh | Tier 0: 125
Electricity bill | Tier 0 | Tier 1 | Tier 2 | Tier 3 | Tier 4 | Tier 5
Domestic | 0 | 36.108 | 601.8 | 3009 | 10230.6 | 29205
The tariff structure is sourced from the World Bank's 2014 tariff database and the Council for Promoting South-South Cooperation 2020.

## Comoros
| Tier 0 | Tier 1 | Tier 2 | Tier 3 | Tier 4 | Tier 5 | unit
Daily capacity | 0 | 0.012 | 0.2 | 1 | 3.4 | 8.2 | (kWh)
Monthly capacity (assume 30 days) | 0 | 0.36 | 6 | 30 | 102 | 246 | (kWh)
Domestic usage (included the tax) | Tier 0: 0.38; Tier 1: USD/kWh | Based on 2014 currency exchange rate
Electricity bill | Tier 0 | Tier 1 | Tier 2 | Tier 3 | Tier 4 | Tier 5
Domestic | 0 | 0.1368 | 2.28 | 11.4 | 38.76 | 93.48
The tariff structure is sourced from a third party and is outdated, with no more recent information available.

## Cote d'Ivoire
| Tier 0 | Tier 1 | Tier 2 | Tier 3 | Tier 4 | Tier 5 | unit
Daily capacity | 0 | 0.012 | 0.2 | 1 | 3.4 | 8.2 | (kWh)
Monthly capacity (assume 30 days) | 0 | 0.36 | 6 | 30 | 102 | 246 | (kWh)
Two month capacity (assume 60 days) | 0 | 0.72 | 12 | 60 | 204 | 492 | (kWh) |  | Single phase voltage: 220V
Active power | 0 | 3≤P<50 | 50≤P<200 | 200≤P<800 | 800≤P<2000 | 2000≤P≤14000 | W |  | Three phase voltage: 380V
Max Apparent Power | 0 | 0.052632 | 0.21053 | 0.84211 | 2.1053 | 14.7368 | kVA |  | https://www.power-sonic.com/blog/single-phase-and-three-phase-voltage-by-country/
Maximum Current-single phase | 0 | 0.23923 | 0.95694 | 3.8278 | 9.5694 | 66.9856 | A
Domestic Social Single-Phase 5A (postpaid/1.1kVA) | Tier 4: Eligible for the Domestic Social Low Voltage 5A Tariff in post-payment mode are all users of the public electricity service, for domestic and non-professional use, subscribed to a power of 1.1 kVA (5A) and whose average energy consumption does not exceed 200 kWh per bi-monthly period, calculated based on consumption recorded over a period of three (3) consecutive bi-monthly periods. |  |  |  | Any user of the public electricity service, subscribed to the Domestic Social Low Voltage Tariff in post-payment mode with an average energy consumption exceeding 200 kWh over a period of three (3) consecutive bi-monthly periods, will automatically be switched and billed at the General Domestic Tariff, in post-payment mode with a 5A circuit breaker setting and the RTT fee of 2.0 FCFA/kWh.
| FCFA (Excl. Tax) | VAT (18%) | FCFA (Incl. Tax)
Fixed rate per two months | Tier 0: 559; Tier 1: 0; Tier 2: 559
Price per kWh <= 80 kWh/ two months | Tier 0: 28.84; Tier 1: 0; Tier 2: 28.84
Price per kWh > 80 kWh/ two months | Tier 0: 50.16; Tier 1: 9.03; Tier 2: 59.19
Rural Electrification Fee per two months | Tier 2: 100
Rural Electrification Fee per kWh | bar: Tier 2
RTI Fee per kWh | Tier 2: 2
Remuneration Tax for Garbage Collection - Abidjan per kWh | Tier 2: 2.5
Remuneration Tax for Garbage Collection - Other Municipalities per kWh | bar: Tier 2
General Domestic Single-phase 5A (postpaid)/1.1kVA
| FCFA (Excl. Tax) | VAT (18%) | FCFA (Incl. Tax)
Fixed kVA rate per two months | Tier 0: 1246.56; Tier 1: 224.38; Tier 2: 1470.94
Price per kWh <= 180 x Subscribed Power per two months | Tier 0: 66.96; Tier 1: 12.05; Tier 2: 79.01
Price per kWh > 180 x Subscribed Power per two months | Tier 0: 58.04; Tier 1: 10.45; Tier 2: 68.48
Rural Electrification Fee per two months | Tier 2: 100
Rural Electrification Fee per kWh | Tier 2: 1.06
RTI Fee per kWh | Tier 2: 2
Remuneration Tax for Garbage Collection - Abidjan per kWh | Tier 2: 2.5
Remuneration Tax for Garbage Collection - Other Municipalities per kWh | bar: Tier 2
General Domestic Single-phase 10A (postpaid)/2.185kVA
| FCFA (Excl. Tax) | VAT (18%) | FCFA (Incl. Tax)
Fixed kVA rate per two months | Tier 0: 1246.56; Tier 1: 224.38; Tier 2: 1470.94
Price per kWh <= 180 x Subscribed Power per two months | Tier 0: 66.96; Tier 1: 12.05; Tier 2: 79.01
Price per kWh > 180 x Subscribed Power per two months | Tier 0: 58.04; Tier 1: 10.45; Tier 2: 68.48
Rural Electrification Fee per two months | Tier 2: 100
Rural Electrification Fee per kWh | Tier 2: 1.06
RTI Fee per two months | Tier 2: 2000
Remuneration Tax for Garbage Collection - Abidjan per kWh | Tier 2: 2.5
Remuneration Tax for Garbage Collection - Other Municipalities per kWh | bar: Tier 2
General Domestic Single-phase 15A (postpaid)/3.28kVA
| FCFA (Excl. Tax) | VAT (18%) | FCFA (Incl. Tax)
Fixed kVA rate per two months | Tier 0: 1371.22; Tier 1: 246.82; Tier 2: 1618.04
Price per kWh <= 180 x Subscribed Power per two months | Tier 0: 73.66; Tier 1: 13.26; Tier 2: 86.92
Price per kWh > 180 x Subscribed Power per two months | Tier 0: 63.84; Tier 1: 11.49; Tier 2: 75.33
Rural Electrification Fee per two months | Tier 2: 100
Rural Electrification Fee per kWh | Tier 2: 1.06
RTI Fee per two months | Tier 2: 2000
Remuneration Tax for Garbage Collection - Abidjan per kWh | Tier 2: 2.5
Remuneration Tax for Garbage Collection - Other Municipalities per kWh | bar: Tier 2
General Domestic Three-phase (postpaid)
| FCFA (Excl. Tax) | VAT (18%) | FCFA (Incl. Tax)
Fixed kVA rate per two months | Tier 0: 1371.22; Tier 1: 246.82; Tier 2: 1618.04
Price per kWh <= 180 x Subscribed Power per two months | Tier 0: 73.66; Tier 1: 13.26; Tier 2: 86.92
Price per kWh > 180 x Subscribed Power per two months | Tier 0: 63.84; Tier 1: 11.49; Tier 2: 75.33
Rural Electrification Fee per two months | Tier 2: 100
Rural Electrification Fee per kWh | Tier 2: 1.06
RTI Fee per two months | Tier 2: 2000
Remuneration Tax for Garbage Collection - Abidjan per kWh | Tier 2: 2.5
Remuneration Tax for Garbage Collection - Other Municipalities per kWh | bar: Tier 2
The domestic social single-phase 5 A (prepaid)/1.1kVA | Tier 4: Eligible for the Social Domestic Low Voltage Prepaid Tariff are users of the public electricity service who, for domestic and non-professional use, subscribe to a power of 1.1 kVA (5 A) and whose average energy consumption does not exceed 100 kWh per month, calculated from consumption recorded over a minimum period of six (6) consecutive months. |  |  | Any user of the public electricity service subscribed to the Social Domestic Low Voltage Prepaid Tariff whose average energy consumption over a period of six (6) consecutive months exceeds 100 kWh per month, will be automatically switched and billed at the General Domestic Tariff, in pre-payment mode with an RTI fee of 2.0 FCFA/kWh, and adjusted to a 5 A circuit breaker setting.
FCFA/kWh
| FCFA (Excl. Tax) | VAT (18%) | FCFA (Incl. Tax)
Exempt energy portion | Tier 0: 19.44; Tier 1: 0; Tier 2: 19.44
Taxable energy portion | Tier 0: 16.42; Tier 1: 2.96; Tier 2: 19.38
Fixed Rate per Subscribed Power Linearized: PF (kVA) | Tier 0: 5.91; Tier 1: 0; Tier 2: 5.91
Rural Electrification Fee | Tier 2: 1.01
RTI Fee | Tier 2: 2
Remuneration Tax for Garbage Collection - Abidjan | Tier 2: 2.5
Remuneration Tax for Garbage Collection - Other Municipalities | bar: Tier 2
General Domestic Single-phase 5 A (prepaid)/1.1kVA
FCFA/kWh
| FCFA (Excl. Tax) | VAT (18%) | FCFA (Incl. Tax)
Energy Portion | Tier 0: 65.1; Tier 1: 11.72; Tier 2: 76.82
Fixed Rate per Subscribed Power Linearized: PF (kVA) | PF (kVA) = 6.90 + 0.20 x [(kVA - 1.1) / 1.1] | (*) | (*) |  | (*): Value to be calculated based on the subscribed power of the customer.
Rural Electrification Fee | Tier 2: 1.3
RTI Fee | Tier 2: 3
Remuneration Tax for Garbage Collection - Abidjan | Tier 2: 2.5
Remuneration Tax for Garbage Collection - Other Municipalities | bar: Tier 2
General Domestic Single-phase 10 A (prepaid)/2.185kVA
FCFA/kWh
| FCFA (Excl. Tax) | VAT (18%) | FCFA (Incl. Tax)
Energy Portion | Tier 0: 65.1; Tier 1: 11.72; Tier 2: 76.82
Fixed Rate per Subscribed Power Linearized: PF (kVA) | Tier 0: PF (kVA) = 6.90 + 0.20 x [(kVA - 1.1) / 1.1]; Tier 1: (*); Tier 2: (*)
Rural Electrification Fee | Tier 2: 1.3
RTI Fee | Tier 2: 3
Remuneration Tax for Garbage Collection - Abidjan | Tier 2: 2.5
Remuneration Tax for Garbage Collection - Other Municipalities | bar: Tier 2
General Domestic Single-phase 15 A (prepaid)/3.28kVA
FCFA/kWh
| FCFA (Excl. Tax) | VAT (18%) | FCFA (Incl. Tax)
Energy Portion | Tier 0: 71.61; Tier 1: 12.89; Tier 2: 84.5
Fixed Rate per Subscribed Power Linearized: PF (kVA) | Tier 0: PF (kVA) = 7.59 + 0.22 x [(kVA - 1.1) / 1.1]; Tier 1: (*); Tier 2: (*)
Rural Electrification Fee | Tier 2: 1.3
RTI Fee | Tier 2: 3
Remuneration Tax for Garbage Collection - Abidjan | Tier 2: 2.5
Remuneration Tax for Garbage Collection - Other Municipalities | bar: Tier 2
General Domestic Three-phase (prepaid)
FCFA/kWh
| FCFA (Excl. Tax) | VAT (18%) | FCFA (Incl. Tax)
Energy Portion | Tier 0: 71.61; Tier 1: 12.89; Tier 2: 84.5
Fixed Rate per Subscribed Power Linearized: PF (kVA) | Tier 0: PF (kVA) = 10.18 + 0.17 x [(kVA - 3.3) / 3.3]; Tier 1: (*); Tier 2: (*)
Rural Electrification Fee | Tier 2: 1.3
RTI Fee | Tier 2: 3
Remuneration Tax for Garbage Collection - Abidjan | Tier 2: 2.5
Remuneration Tax for Garbage Collection - Other Municipalities | bar: Tier 2
Abidjan
Electricity bill/ per month | Tier 0 | Tier 1 | Tier 2 | Tier 3 | Tier 4 | Tier 5
Domestic social 5A (postpaid) | 0 | 341.8624 | 535.54 | 1359.7 | N/A | N/A
General Domestic Single-phase 5A/1.1kVA (postpaid) | 0 | N/A | N/A | N/A | N/A | N/A
General Domestic Single-phase 10A/2.185kVA (postpaid) | 0 | N/A | N/A | N/A | 10081.25 | N/A
General Domestic Single-phase 15A/3.28kVA (postpaid) | 0 | N/A | N/A | N/A | N/A | 22309.06
The domestic social single-phase 5 A (prepaid) | Tier 0: 0
General Domestic Single-phase 5 A/1.1kVA (prepaid) | Tier 0: 0 |  | Notes: Not sure the size of the the energy portion and taxable energy portion and the value to be calculated based on the subscribed power of the customer.
General Domestic Single-phase 10 A/2.185A (prepaid) | Tier 0: 0
General Domestic Single-phase 15 A/3.28kVA (prepaid) | Tier 0: 0
Other Municipalities
Electricity bill/ per month | Tier 0 | Tier 1 | Tier 2 | Tier 3 | Tier 4 | Tier 5
Domestic social 5A (postpaid) | 0 | 341.3224 | 526.54 | 1314.7 | N/A | N/A
General Domestic Single-phase 5A (postpaid) | 0 | N/A | N/A | N/A | N/A | N/A
General Domestic Single-phase 10A (postpaid) | 0 | N/A | N/A | N/A | 9928.25 | N/A
General Domestic Single-phase 15A (postpaid) | 0 | N/A | N/A | N/A | N/A | 21940.06
The domestic social single-phase 5 A (prepaid) | Tier 0: 0
General Domestic Single-phase 5 A (prepaid) | Tier 0: 0 |  | Residential electricity prices in Cote d'Ivoire are primarily categorized into postpaid and prepaid types, and further divided into two regions: Abidjan and other municipalities. Social tariffs, designed for households with minimal electricity usage and low incomes. For normal residential electricity tariffs, there are two connection methods: single phase and three phase, each with different charges based on the current. The possible current size is estimated based on the power specifications outlined in the MTF. The final household electricity bill is calculated by averaging the costs across these various tariff forms.
General Domestic Single-phase 10 A (prepaid) | Tier 0: 0
General Domestic Single-phase 15 A (prepaid) | Tier 0: 0
Final electricity bill | Tier 0 | Tier 1 | Tier 2 | Tier 3 | Tier 4 | Tier 5
Households | 0 | 341.5924 | 531.04 | 1337.2 | 10004.75 | 22124.56

## Democratic Republic of the Cong
| Tier 0 | Tier 1 | Tier 2 | Tier 3 | Tier 4 | Tier 5 | unit
Daily capacity | 0 | 0.012 | 0.2 | 1 | 3.4 | 8.2 | (kWh)
Monthly capacity (assume 30 days) | 0 | 0.36 | 6 | 30 | 102 | 246 | (kWh)
Average electricity price | 69 | USD/MWh |  | 0.069 | USD/kWh |  | Based on 2022 currency exchange rate
Electricity bill | Tier 0 | Tier 1 | Tier 2 | Tier 3 | Tier 4 | Tier 5
Domestic | 0 | 0.02484 | 0.414 | 2.07 | 7.038 | 16.974
The calculation of electricty bill in this report is based on third-party estimates of the average residential electricity price. While this approach offers a useful approximation, it is important to acknowledge its limitations due to regional variations and household usage pattern.

## Equatorial Guinea
| Tier 0 | Tier 1 | Tier 2 | Tier 3 | Tier 4 | Tier 5 | unit
Daily capacity | 0 | 0.012 | 0.2 | 1 | 3.4 | 8.2 | (kWh)
Monthly capacity (assume 30 days) | 0 | 0.36 | 6 | 30 | 102 | 246 | (kWh)
Small customer energy charge | Tier 0: 90; Tier 1: XAF/kWh; Tier 3: VAT = 15%
Electricity bill | Tier 0 | Tier 1 | Tier 2 | Tier 3 | Tier 4 | Tier 5
Domestic | 0 | 37.26 | 621 | 3105 | 10557 | 25461
The electricity bill calculation in this report is based on third-party documents, which state that small, standard customers are charged 90 XAF per kWh. We assume this rate applies to household customers as well.

## Eritrea
| Tier 0 | Tier 1 | Tier 2 | Tier 3 | Tier 4 | Tier 5 | unit
Daily capacity | 0 | 0.012 | 0.2 | 1 | 3.4 | 8.2 | (kWh)
Monthly capacity (assume 30 days) | 0 | 0.36 | 6 | 30 | 102 | 246 | (kWh)
Average electricity price | 240 | USD/MWh |  | 0.24 | USD/kWh |  | Based on 2022 currency exchange rate
Electricity bill | Tier 0 | Tier 1 | Tier 2 | Tier 3 | Tier 4 | Tier 5
Domestic | 0 | 0.0864 | 1.44 | 7.2 | 24.48 | 59.04
The calculation of electricty bill in this report is based on third-party estimates of the average residential electricity price. While this approach offers a useful approximation, it is important to acknowledge its limitations due to regional variations and household usage pattern.

## Eswatini
| Tier 0 | Tier 1 | Tier 2 | Tier 3 | Tier 4 | Tier 5 | unit
Daily capacity | 0 | 0.012 | 0.2 | 1 | 3.4 | 8.2 | (kWh)
Monthly capacity (assume 30 days) | 0 | 0.36 | 6 | 30 | 102 | 246 | (kWh)
S10 lifeline
E/kWh
DM:0-75 kWh | 1.3959 | DM:76-100 kWh | 2.3266 | DM:>100 kWh | 5.1185
S1 Domestic | Tier 4: VAT:0%
E/kWh | Tier 0: 2.3266
Electricity bill | Tier 0 | Tier 1 | Tier 2 | Tier 3 | Tier 4 | Tier 5 |  | Eswatini’s residential electricity tariffs are divided into two categories: S10 Lifeline: Designed for low-income households, they must meet both the criteria set below: 1. Economic status (household income not above E3,500) 2. Average monthly consumption level (not above 75 kWh or 75 units). S1 Domestic: Standard residential tariff.
S10 lifeline | 0 | 0.50252 | 8.3754 | 41.877 | N/A | N/A
S1 Domestic | 0 | 0.83758 | 13.9596 | 69.798 | 237.3132 | 572.3436
Final Electricity bill | Tier 0 | Tier 1 | Tier 2 | Tier 3 | Tier 4 | Tier 5
Households | 0 | 0.67005 | 11.1675 | 55.8375 | 237.3132 | 572.3436

## Ethiopia
| Tier 0 | Tier 1 | Tier 2 | Tier 3 | Tier 4 | Tier 5 | unit
Daily capacity | 0 | 0.012 | 0.2 | 1 | 3.4 | 8.2 | (kWh)
Monthly capacity (assume 30 days) | 0 | 0.36 | 6 | 30 | 102 | 246 | (kWh)
Birr/kwh
DM: 0-50 kWh | 0.52 | DM: 51-100 kwh | 1.31 | DM: 101-200 kwh | 2.41 | DM: 201-300 kwh | 3.38 | DM: 301-400 kwh | 3.57 | DM: 401-500 kwh | 3.73 | DM: above 500 kwh | 3.79
Service charge - postpaid | Tier 0: Birr/month; Tier 1: Service charge - prepaid; Tier 2: Birr/month
DM: 0-50 kWh | Tier 0: 10.71; Tier 1: DM: 0-50 kWh; Tier 2: 4.01
DM: >50 kWh | Tier 0: 44.85; Tier 1: DM: >50 kWh; Tier 2: 15.65 | [5 empty] | VAT: 0% if not exceeded the max determined
Electricity bill | Tier 0 | Tier 1 | Tier 2 | Tier 3 | Tier 4 | Tier 5
domestic - postpaid | 0 | 10.8972 | 13.83 | 26.31 | 141.17 | 532.83
domestic - prepaid | 0 | 4.1972 | 7.13 | 19.61 | 111.97 | 503.63 |  |  | The EEU tariff is updated quarterly, and the report presents data for the third quarter of 2024.
Electricity bill | Tier 0 | Tier 1 | Tier 2 | Tier 3 | Tier 4 | Tier 5
Domestic | 0 | 7.5472 | 10.48 | 22.96 | 126.57 | 518.23

## Gabon
| Tier 0 | Tier 1 | Tier 2 | Tier 3 | Tier 4 | Tier 5 | unit
Daily capacity | 0 | 0.012 | 0.2 | 1 | 3.4 | 8.2 | (kWh)
Monthly capacity (assume 30 days) | 0 | 0.36 | 6 | 30 | 102 | 246 | (kWh)
Max active power | N/A | 0.05 | 0.2 | 0.8 | 2 | 14 | kW
| Energy price(F/kWh) exclude tax | Special Contribution(F/kWh) exclude tax | COM % | CONTRIBUTION SPECIALE DE SOLIDARITE | TVA % | Energy price(F/kWh) include all tax
S1-(BT Social 1 kW) | 52.4 | 0 | 7% (***) | 0% (*****) | 10% (**) | 55.02
S2-(BT Social 2 kW) | 84.68 | 0 | 7% (***) | 0% (*****) | 10% (**) | 88.91
03-(BT 3 kW) | 111.18 | 5.93 | 7% (***) | 0% (*****) | 10% (**) | 122.96
06-(BT 6 kW) | 117.36 | 5.93 | 7% | 1% (******) | 10% | 136.86
09-(BT 9 kW) | 122.42 | 5.93 | 7% | 1% | 10% | 142.47
12-(BT 12kW) | 126.63 | 5.93 | 7% | 1% | 10% | 147.14
Electricity bill | Tier 0 | Tier 1 | Tier 2 | Tier 3 | Tier 4 | Tier 5
S1-(BT Social 1 kW) | 0 | 19.8072 | 330.12 | 1650.6 | N/A | N/A
S2-(BT Social 2 kW) | 0 | N/A | N/A | N/A | 9068.82 | N/A
03-(BT 3 kW) | 0 | N/A | N/A | N/A | N/A | 30248.16
06-(BT 6 kW) | 0 | N/A | N/A | N/A | N/A | 33667.56
09-(BT 9 kW) | 0 | N/A | N/A | N/A | N/A | 35047.62
12-(BT 12kW) | 0 | N/A | N/A | N/A | N/A | 36196.44
Final electricity bill | Tier 0 | Tier 1 | Tier 2 | Tier 3 | Tier 4 | Tier 5 |  | Each type corresponds to different energy tiers.
Households | 0 | 19.8072 | 330.12 | 1650.6 | 9068.82 | 33789.945

## Gambia
| Tier 0 | Tier 1 | Tier 2 | Tier 3 | Tier 4 | Tier 5 | unit
Daily capacity | 0 | 0.012 | 0.2 | 1 | 3.4 | 8.2 | (kWh)
Monthly capacity (assume 30 days) | 0 | 0.36 | 6 | 30 | 102 | 246 | (kWh)
Energy consumption (LUC/kWh)
DM: up to 300 kWh | 10.14 | DM : from 301-600 kWh | 10.49 | DM : from 601-1000 kWh | 10.77 | DM : from 1001 kWh | 11.54
VAT:15%(over 1000kwh)
Electricity bill | Tier 0 | Tier 1 | Tier 2 | Tier 3 | Tier 4 | Tier 5
Domestic | 0 | 3.6504 | 60.84 | 304.2 | 1034.28 | 2494.44

## Ghana
| Tier 0 | Tier 1 | Tier 2 | Tier 3 | Tier 4 | Tier 5 | unit
Daily capacity | 0 | 0.012 | 0.2 | 1 | 3.4 | 8.2 | (kWh)
Monthly capacity (assume 30 days) | 0 | 0.36 | 6 | 30 | 102 | 246 | (kWh)
GHp/kWh
DM: up to 30 kWh(lifeline) | Tier 0: 0.6765
DM : from 0-300 kWh | Tier 0: 1.5327
DM : above 300 kWh | Tier 0: 2.0252
Service charge (GHp/mo)
DM: 0-30 kWh(lifeline) | Tier 0: 2.13; Tier 1: DM: other residenyial consumers; Tier 2: 10.7309
Government special levy (LCU/kWh): | Tier 2: 0.0001; Tier 4: Street light levy (LCU/kWh): | 0.0002 |  | VAT:0%
Electricity bill | Tier 0 | Tier 1 | Tier 2 | Tier 3 | Tier 4 | Tier 5
domestic( lifeline) | 0 | 2.3736 | 6.1908 | 22.4339
domestic | Street light levy (LCU/kWh): Tier 4: 167.0952; Street light levy (LCU/kWh): Tier 5: 387.8447 |  | Ghana's residential electricity tariffs are divided into two categories: lifeline and normal, depending on the level of electricity consumption. Based on the MTF's classification of electricity usage, the electricity cost for different energy tiers can be calculated. According to the official website and the billing sample provided, the electricity price should be divided by 100.
Final electricity bill | Tier 0 | Tier 1 | Tier 2 | Tier 3 | Tier 4 | Tier 5
Domestic | 0 | 2.3736 | 6.1908 | 22.4338 | 167.0952 | 387.8447

## Guinea
| Tier 0 | Tier 1 | Tier 2 | Tier 3 | Tier 4 | Tier 5 | unit
Daily capacity | 0 | 0.012 | 0.2 | 1 | 3.4 | 8.2 | (kWh)
Monthly capacity (assume 30 days) | 0 | 0.36 | 6 | 30 | 102 | 246 | (kWh)
Active power | 0 | 0.003≤P<0.05 | 0.05≤P<0.2 | 0.2≤P<0.8 | 0.8≤P<2 | 2≤P≤14 | kW
Max Apparent Power | 0 | 0.052632 | 0.21053 | 0.84211 | 2.1053 | 14.7368 | kVA
Pre - paid Domestic Tairff
| Energy charge |  | Subscribed Power (kVA)
5-15A | Tier 0: 387; Tier 1: GNF/kWh; Tier 2: 1.1 - 3.3 kVA
20-45 A | Tier 0: 453; Tier 1: GNF/kWh; Tier 2: 4.4 - 9.9 kVA
Post- paid Domestic Tairff | Tier 2: Fixed charge / month
| Energy charge |  | Single phase | 10000 | GNF
DM: 0-40 kWh | 107 | GNF/kWh | Three phase | 20000 | GNF | VAT =18%
DM: 41-330 kWh | Tier 0: 387; Tier 1: GNF/kWh
DM: >330 kWh | Tier 0: 453; Tier 1: GNF/kWh
Electricity bill | Tier 0 | Tier 1 | Tier 2 | Tier 3 | Tier 4 | Tier 5
Domestic - prepaid | 0 | 164.3976 | 2739.96 | 13699.8 | 46579.32 | 131496.84
Domestc - postpaid | 0 | 11845.4536 | 12557.56 | 15587.8 | 45163.32 | 110922.36
Electricity bill | Tier 0 | Tier 1 | Tier 2 | Tier 3 | Tier 4 | Tier 5
Domestic-single phase | 0 | 6004.9256 | 7648.76 | 14643.8 | 45871.32 | 121209.6

## Guinea-Bissau
| Tier 0 | Tier 1 | Tier 2 | Tier 3 | Tier 4 | Tier 5 | unit
Daily capacity | 0 | 0.012 | 0.2 | 1 | 3.4 | 8.2 | (kWh)
Monthly capacity (assume 30 days) | 0 | 0.36 | 6 | 30 | 102 | 246 | (kWh)
Domestic
DM: 0-50 kWh | Tier 0: 81; Tier 1: FCFA/kWh; Tier 5: VAT =15%
DM: 50-200 kWh | Tier 0: 161; Tier 1: FCFA/kWh
DM: >200 kWh | Tier 0: 322; Tier 1: FCFA/kWh
Electricity bill | Tier 0 | Tier 1 | Tier 2 | Tier 3 | Tier 4 | Tier 5
Domestic | 0 | 33.534 | 558.9 | 2794.5 | 14285.3 | 49463.8

## Kenya
| Tier 0 | Tier 1 | Tier 2 | Tier 3 | Tier 4 | Tier 5 | unit
Daily capacity | 0 | 0.012 | 0.2 | 1 | 3.4 | 8.2 | (kWh)
Monthly capacity (assume 30 days) | 0 | 0.36 | 6 | 30 | 102 | 246 | (kWh)
Tariff | Tier 0: Energy charge (KES/kWh); Tier 1: Demand charge (KES/kVA)
DC-lifeline 0-30 kWh | Tier 0: 12.23; Tier 1: N/A
DC-lifeline 31-100 kWh | Tier 0: 16.54; Tier 1: N/A
DC2 - domestic >100 kWh | Tier 0: 19.08; Tier 1: N/A
Fuel Cost Charge(KES/kWh) | Tier 0: 5.19; Tier 1: Published monthly by KPLC in the Kenya Gazette (but not on their website!). It is reflective of the cost (to KPLC) of generating electricity during the previous month, here using the WB 2014 database.
Foreign Exchange Rate Fluctuation Adjustment (KES/kWh) | Tier 0: 1.149; Tier 1: Published monthly by KPLC. This includes the sum of the foreign currency costs incurred by KenGen, sum of the foreign currency costs incurred by KPLC other than those costs relating to Electric Power Producer, and the sum of the foreign currency costs incurred by KenGen. No information is available, estimated
Inflation Adjustment (IA) (KES/kWh) | Tier 0: 0.09; Tier 1: Published monthly by KPLC. Factors include the Underlying Consumer Price Index as posted by Kenya National Bureau of Statistics and the Consumer Prices Index for all urban consumers (CPI - U) for the US city average for all items 1982 - 84 as published by the United States Department of Labour Statistics. We are not certain why the cost of Kenyan electricity depends on how much folks in the USA are spending.
WARMA Levy (KES/kWh) | Tier 0: 0.05; Tier 1: published monthly by KPLC. It is determined from the amount of energy supplied from hydroelectric facilities in the previous month.
ERC (KES/kWh) | Tier 0: 0.03
REP Levy | bar: Tier 0
Power Factor Surcharge | Tier 1: A surcharge applied if the consumer's power factor falls below 0.9. The surcharge applied is 2% of the base rate and the demand charge for every 1 per cent by which the Power Factor is below 0.9.
VAT | Tier 0: 16%; Tier 1: 16% on demand charge, fuel energy cost and non-fuel energy cost.
| Tier 0 | Tier 1 | Tier 2 | Tier 3 | Tier 4 | Tier 5
Energy Consumption | 0 | 4.4028 | 73.38 | 366.9 | 1562.86 | 4310.38
REP | 0 | 0.22014 | 3.669 | 18.345 | 78.143 | 215.519
FERFA | 0 | 0.41364 | 6.894 | 34.47 | 117.198 | 282.654
ERC | 0 | 0.0108 | 0.18 | 0.9 | 3.06 | 7.38
Fuel cost charge | 0 | 1.8684 | 31.14 | 155.7 | 529.38 | 1276.74
WARMA levy | 0 | 0.018 | 0.3 | 1.5 | 5.1 | 12.3
IA | 0 | 0.0324 | 0.54 | 2.7 | 9.18 | 22.14
VAT | 0 | 1.1146 | 18.5765 | 92.8824 | 368.7874 | 980.3381
Electricity bill | Tier 0 | Tier 1 | Tier 2 | Tier 3 | Tier 4 | Tier 5
Domestic | 0 | 8.0808 | 134.6795 | 673.3974 | 2673.7084 | 7107.4511

## Lesotho
| Tier 0 | Tier 1 | Tier 2 | Tier 3 | Tier 4 | Tier 5 | unit
Daily capacity | 0 | 0.012 | 0.2 | 1 | 3.4 | 8.2 | (kWh)
Monthly capacity (assume 30 days) | 0 | 0.36 | 6 | 30 | 102 | 246 | (kWh)
| Energy Charge |  |  | Include Customer Levies 0.00423 M/kWh and rural eletrification levy is 0.0200 M/kWh for larger customers and 0.0350 M/kWh for others.
Lifeline | Tier 0: 0.8898; Tier 1: M/kWh
Domestic | Tier 0: 1.8283; Tier 1: M/kWh; Tier 2: VAT:10%
Electricity bill | Tier 0 | Tier 1 | Tier 2 | Tier 3 | Tier 4 | Tier 5 |  | The lifeline tariff was introduced in 2019 with the stated aim of supporting vulnerable groups, such as the poor, orphans, the elderly, the unemployed, and low-income earners. There is an atricle shows that the lifline tariff has a threshold of up to 30 kWh/month.
Domestic | 0 | N/A | N/A | N/A | 205.1353 | 494.738
Domestic lifeline | 0 | 0.35236 | 5.8727 | 29.3634 | N/A | N/A
Electricity bill | Tier 0 | Tier 1 | Tier 2 | Tier 3 | Tier 4 | Tier 5
Households | 0 | 0.35236 | 5.8727 | 29.3634 | 205.1353 | 494.738

## Liberia
| Tier 0 | Tier 1 | Tier 2 | Tier 3 | Tier 4 | Tier 5 | unit
Daily capacity | 0 | 0.012 | 0.2 | 1 | 3.4 | 8.2 | (kWh)
Monthly capacity (assume 30 days) | 0 | 0.36 | 6 | 30 | 102 | 246 | (kWh)
Social customer means a customer whose monthly energy consumption is either less than or equal to 50 kWh.
US$/kWh us dollar
Social customer | 0.165 | prepaid customer | 0.264 | postpaid customer | 0.264 |  | VAT:10%(included)
fixed charger per month
Social customer | 0 | prepaid customer | 2.728 | postpaid customer | 4.917 |  | LERC levy(US$/kWh) | 0.01 (included)
Electricity bill | Tier 0 | Tier 1 | Tier 2 | Tier 3 | Tier 4 | Tier 5
social | 0 | 0.0594 | 0.99 | 4.95 | N/A | N/A
prepaid | N/A | N/A | N/A | N/A | 29.656 | 67.672
postpaid | N/A | N/A | N/A | N/A | 31.845 | 69.861
Final electricity bill | Tier 0 | Tier 1 | Tier 2 | Tier 3 | Tier 4 | Tier 5
Domestic | 0 | 0.0594 | 0.99 | 4.95 | 30.7505 | 68.7665

## Madagascar
| Tier 0 | Tier 1 | Tier 2 | Tier 3 | Tier 4 | Tier 5 | unit
Daily capacity | 0 | 0.012 | 0.2 | 1 | 3.4 | 8.2 | (kWh)
Monthly capacity (assume 30 days) | 0 | 0.36 | 6 | 30 | 102 | 246 | (kWh)
Active power | 0 | 0.003≤P<0.05 | 0.05≤P<0.2 | 0.2≤P<0.8 | 0.8≤P<2 | 2≤P≤14 | kW
GENERAL Résidentiel
| Zone1 | Zone 1 bis | Zone 2 | Zone 3
Fixed charge(Ar/kW) | 3371 | 2768 | 2164 | 1586
Energy price T1<130kWh (Ar/kWh) | 370 | 391 | 413 | 550
Energy price T2>130kWh (Ar/kWh) | 370 | 460 | 548 | 737
Fee (Ar/month) | 7641 | 7641 | 7641 | 7641
Eco Tariff - Residential Ps < 3 kW
| Zone1 | Zone 1 bis | Zone 2 | Zone 3
Energy price T1<25kWh (Ar/kWh) | 141 | 141 | 141 | 141
Energy price T2>25kWh (Ar/kWh) | 764 | 808 | 849 | 909
Fee (Ar/month) | 922 | 922 | 922 | 922
GENERAL Résidentiel(less than 5kW)
Zone1
Fixed charge(Ar/kW) | Tier 0: 3371 | VAT = 0%
Energy price T1<70kWh (Ar/kWh) | Tier 0: 236
Energy price T2>70kWh (Ar/kWh) | Tier 0: 500
Fee (Ar/month) | Tier 0: 7641
Zone1
Electricity bill | Tier 0 | Tier 1 | Tier 2 | Tier 3 | Tier 4 | Tier 5
Eco Tariff - Residential Ps < 3 kW | 0 | 972.76 | 1768 | 8267 | 63275 | 173291
GENERAL Résidentiel | 0 | N/A | N/A | N/A | N/A | 108774
Zone 1 bis
Electricity bill | Tier 0 | Tier 1 | Tier 2 | Tier 3 | Tier 4 | Tier 5
Eco Tariff - Residential Ps < 3 kW | 0 | 972.76 | 1768 | 8487 | 66663 | 183015
GENERAL Résidentiel | 0 | N/A | N/A | N/A | N/A | 120135
Madagascar's residential electricity tariffs are divided into four distinct regions: Zone 1, Zone 1 bis, Zone 2, and Zone 3. Each region offers two types of tariffs: the Eco tariff for consumption below 3 kW and the general residential tariff. In Zone 1, the general residential tariffs have two types, one is only applicable for consumption below 5 kW (we only consider the general one). To standardize subsequent calculations, this report uses the average electricity costs across the different tariff types and regions to represent the national household electricity bill.
Zone 2
Electricity bill | Tier 0 | Tier 1 | Tier 2 | Tier 3 | Tier 4 | Tier 5
Eco Tariff - Residential Ps < 3 kW | 0 | 972.76 | 1768 | 8692 | 69820 | 192076
GENERAL Résidentiel | 0 | N/A | N/A | N/A | N/A | 131391
Zone 3
Electricity bill | Tier 0 | Tier 1 | Tier 2 | Tier 3 | Tier 4 | Tier 5
Eco Tariff - Residential Ps < 3 kW | 0 | 972.76 | 1768 | 8992 | 74440 | 205336
GENERAL Résidentiel | 0 | N/A | N/A | N/A | N/A | 169391
Final electricity bill | Tier 0 | Tier 1 | Tier 2 | Tier 3 | Tier 4 | Tier 5
Domestic | 0 | 972.76 | 1768 | 8609.5 | 68549.5 | 160426.125

## Malawi
| Tier 0 | Tier 1 | Tier 2 | Tier 3 | Tier 4 | Tier 5 | unit
Daily capacity | 0 | 0.012 | 0.2 | 1 | 3.4 | 8.2 | (kWh)
Monthly capacity (assume 30 days) | 0 | 0.36 | 6 | 30 | 102 | 246 | (kWh)
Mk/kWh
Single Phase supply
Prepaid | Tier 3: Postpaid
DM: up to 50 kWh | 61.5 | DM: Above 50 kWh | 94 | DM: up to 50 kWh | 54.4 | DM: Above 50 kWh | 89
Fixed charge
Nill | Tier 3: 6900
Three Phase Supply
Prepaid | Tier 0: 133.5; Tier 1: Postpaid; Tier 2: 129.4
Fixed charge | Tier 5: VAT: 16.5%
Nill | Tier 1: 16600
Electricity bill | Tier 0 | Tier 1 | Tier 2 | Tier 3 | Tier 4 | Tier 5
prepaid-single phase | 0 | 25.7931 | 429.885 | 2149.425 | 9276.895 | 25046.335
Malawi's residential electricity tariffs are divided into postpaid and prepaid types, with two connection methods: single phase and three phase. The basic tariff for three phase connections is significantly higher than that for single phase connections. As of 2020, Escom has converted 90% of its users to pre-paid meters and plans to complete the conversion of the remaining 10% of post-paid users to pre-paid meters as soon as possible. Therefore, the analysis in this report will only consider the pre-paid meter tariff structure for the majority of cases.
Escom Source：https://www.nyasatimes.com/escom-migrates-90-per-cent-of-customers-to-prepaid-billing-system/#:~:text=Electricity%20Supply%20Corporation%20of%20Malawi,billing%20system%20in%20the%20country.

## Mali
| Tier 0 | Tier 1 | Tier 2 | Tier 3 | Tier 4 | Tier 5 | unit
Daily capacity | 0 | 0.012 | 0.2 | 1 | 3.4 | 8.2 | (kWh)
Monthly capacity (assume 30 days) | 0 | 0.36 | 6 | 30 | 102 | 246 | (kWh)
Active power | 0 | 3≤P<50 | 50≤P<200 | 200≤P<800 | 800≤P<2000 | 2000≤P≤14000 | W |  |  |  | single phase Voltage:220V
Maximum Apparent power | 0 | 0.052632 | 0.21053 | 0.84211 | 2.1053 | 14.7368 | kVA
Maximum Current -single phase | 0 | 0.23923 | 0.95694 | 3.8278 | 9.5694 | 66.9856 | A
Single phase meter with 5A-prepaid | 0-50 kWh | 51-100 kWh | 101-200kWh | >= 201 kWh |  |  | social Tariff(2-wire meters, 5A)-postpaid | 0-50 kWh | 51-100 kWh | 101-200 kWh | >200 kWh
Unit pirce(FCFA/kWh) | 60 | 95 | 112 | 133 |  |  | Unit price(FCFA/kWh) | 59 | 94 | 109 | 130
VAT(%) | 0 | 0 | 18 | 18 |  |  | VAT | 0 | 0 | 18 | 18
Monthly Fee for rental and maintenance(exclude VAT) | Tier 0: 176
Single-Phase meters with More Than 5 Amps-prepaid | Subscribed power in kVA | 0-200 FCFA/kWh | >200 FCFA/kWh | VAT(%) | Monthly Fee for rental and maintenance(exclude VAT) |  | Normal tariff(2-wire meters > 5 Amps and 4-wire meters)-postpaid | 0-200 kWh | > 200 kWh
10 amps | 2.2 | 112 | 133 | 18 | 540 |  | Unit price(FCFA/kWh) | 109 | 130
15 amps | 3.3 | 112 | 133 | 18 | 688 |  | VAT | 18 | 18
20 amps | 4.4 | 113 | 134 | 18 | 972
25 amps | 5.5 | 113 | 134 | 18 | 1215
30 amps | 6.6 | 113 | 134 | 18 | 1566
35 amps | 7.7 | 113 | 134 | 18 | 1834
40 amps | 8.8 | 113 | 134 | 18 | 2096
45 amps | 9.9 | 113 | 134 | 18 | 2358 |  |  | The social tariff is offered when consumption is below 50 kWh per month,Typically, domestic households use single-phase connections for regular household activities, while three-phase connections are more common for domestic production purposes. The final electricity bill is calculated based on the average tariffs across various energy tiers.
50 amps | 11 | 114 | 135 | 18 | 2620
55 amps | 12.1 | 114 | 135 | 18 | 2882
60 apms | 13.2 | 114 | 135 | 18 | 3144
Electricity bill | Tier 0 | Tier 1 | Tier 2 | Tier 3 | Tier 4 | Tier 5
Domestic-prepaid -5A | 0 | N/A | N/A | N/A | N/A | N/A
Domestic-prepaid -10A | 0 | N/A | N/A | N/A | 14117.52 | N/A
Domestic-prepaid -15A | 0 | N/A | N/A | N/A | N/A | 34463.08
Domestic-prepaid -20A | 0 | N/A | N/A | N/A | N/A | 35088.48
Domestic-prepaid -25A | 0 | N/A | N/A | N/A | N/A | 35375.22
Domestic-prepaid -30A | 0 | N/A | N/A | N/A | N/A | 35789.4
Domestic-prepaid -35A | 0 | N/A | N/A | N/A | N/A | 36105.64
Domestic-prepaid -40A | 0 | N/A | N/A | N/A | N/A | 36414.8
Domestic-prepaid -45A | 0 | N/A | N/A | N/A | N/A | 36723.96
Domestic-prepaid -50A | 0 | N/A | N/A | N/A | N/A | 37323.4
Domestic-prepaid -55A | 0 | N/A | N/A | N/A | N/A | 37632.56
Domestic-prepaid -60A | 0 | N/A | N/A | N/A | N/A | 37941.72
Social-postpaid -5A | 0 | 21.24 | 354 | 1770 | N/A | N/A
Domestic-postpaid >5A | 0 | N/A | N/A | N/A | 13119.24 | 32780.4
Final eletricity bill | Tier 0 | Tier 1 | Tier 2 | Tier 3 | Tier 4 | Tier 5
Domestic | 0 | 21.24 | 354 | 1770 | 13618.38 | 35967.1509

## Mauritania
| Tier 0 | Tier 1 | Tier 2 | Tier 3 | Tier 4 | Tier 5 | unit
Daily capacity | 0 | 0.012 | 0.2 | 1 | 3.4 | 8.2 | (kWh)
Monthly capacity (assume 30 days) | 0 | 0.36 | 6 | 30 | 102 | 246 | (kWh)
Active power | 0 | 0.003≤P<0.05 | 0.05≤P<0.2 | 0.2≤P<0.8 | 0.8≤P<2 | 2≤P≤14 | kW
Max Apparent power | 0 | 0.052632 | 0.21053 | 0.84211 | 2.1053 | 14.7368 | kVA
TARIF SOCIAL 5102
LCU/kWh | 2.459 | ADVANCE ON CONSUMPTION |  |  | 390 | fixed charge per month |  | 27.991
DOMESTIQUE 6 KVA 5106
LCU/kWh | 5.903 | ADVANCE ON CONSUMPTION |  |  | 1520 | fixed charge per month |  | 165.072
DOMESTIQUE 9 KVA 5109
LCU/kWh | 5.903 | ADVANCE ON CONSUMPTION |  |  | 2470 | fixed charge per month |  | 340.439
DOMESTIQUE 12 KVA 5112
LCU/kWh | 5.903 | ADVANCE ON CONSUMPTION |  |  | 3810 | fixed charge per month |  | 701.473
DOMESTIQUE 18 KVA 5118 | [8 empty] | VAT:16%
LCU/kWh | 5.903 | ADVANCE ON CONSUMPTION |  |  | 6650 | fixed charge per month |  | 1485.321
DOMESTIQUE 24 KVA 5124
LCU/kWh | 5.903 | ADVANCE ON CONSUMPTION |  |  | 10220 | fixed charge per month |  | 2723.517
DOMESTIQUE 30 KVA 5130
LCU/kWh | 5.903 | ADVANCE ON CONSUMPTION |  |  | 14960 | fixed charge per month |  | 4539.302
DOMESTIQUE 36 KVA 5136
LCU/kWh | 5.903 | ADVANCE ON CONSUMPTION |  |  | 22090 | fixed charge per month |  | 7428.857
Electricity bill | Tier 0 | Tier 1 | Tier 2 | Tier 3 | Tier 4 | Tier 5
5102 | 0 | 33.4964 | 49.5842 | 118.0428 | 323.4184 | N/A
5106 | 0 | N/A | N/A | N/A | N/A | 1875.9636
5109 | 0 | N/A | N/A | N/A | N/A | 2079.3893
5112 | 0 | N/A | N/A | N/A | N/A | 2498.1888
5118 | Tier 0: 0 |  |  | Mauritania's residential electricity tariffs are divided into social tariffs and normal tariff which depend on varying levels of reactive power. Based on the MTF power standards, this report estimates the possible reactive power for five different energy tiers.
5124 | Tier 0: 0
5130 | Tier 0: 0 |  | The reactive power is too large
5136 | Tier 0: 0
Final electricity bill | Tier 0 | Tier 1 | Tier 2 | Tier 3 | Tier 4 | Tier 5
Households | 0 | 33.4964 | 49.5842 | 118.0428 | 323.4184 | 2151.1806

## Mauritius
| Tier 0 | Tier 1 | Tier 2 | Tier 3 | Tier 4 | Tier 5 | unit
Daily capacity | 0 | 0.012 | 0.2 | 1 | 3.4 | 8.2 | (kWh)
Monthly capacity (assume 30 days) | 0 | 0.36 | 6 | 30 | 102 | 246 | (kWh)
Power | 0 | 50 | 200 | 800 | 2000 | 14000 | W
Tariff 110A ( less than 85 kwh per month) | [24 empty] | CEB domestic customers (households only) registered under Tariffs 110 and 120, excluding SSDG owners, who must have a minimum of 6 consecutive monthly consumptions. The conditions are as follows:
DM: up to 25kWh | 2.18 | DM: from 25 to 50 | 3.04 | DM: from 50-75 | 3.28 | DM: from 75-100 | 5.45 | DM: from 100-200 | 6.15 | DM: from 200-250 | 7.02 | DM: from 250-300 | 7.9 | DM: from 300-500 | 10.46 | DM: from 500-1000 | 10.68 | DM: from 1000-1500 | 10.91 | DM: from 1500-2000 | 11.13 | DM: above 2000 | 11.36 | Tariff 110A( low income) | i) The average monthly consumption under the yearly assessment period shall not exceed 85 kWh.
minimum charge applicable per month
31 | [24 empty] | ii) The electricity consumption in any one month during the assessment period should not exceed 120 kWh.
security deposit
N/A | [24 empty] | iii) The customer place of abode (residence) is not unoccupied. This condition is applicable only to accounts having a declared load above 300 watts. Residences with electricity accounts categorized under Tariff 120, having consumption of 15 kWh or less during each of the last 3 consecutive months, are considered as unoccupied.
Tariff 110
DM: up to 25kWh | 3.16 | DM: from 25 to 50 | 4.38 | DM: from 50-75 | 4.74 | DM: from 75-100 | 5.45 | DM: from 100-200 | 6.15 | DM: from 200-250 | 7.02 | DM: from 250-300 | 7.9 | DM: from 300-500 | 10.46 | DM: from 500-1000 | 10.68 | DM: from 1000-1500 | 10.91 | DM: from 1500-2000 | 11.13 | DM: above 2000 | 11.36 | Tariff 110:declared connected load of 300W or less
minimum charge applicable per month
44
security deposit
200
Tariff 120
DM: up to 25kWh | 3.16 | DM: from 25 to 50 | 4.38 | DM: from 50-75 | 4.74 | DM: from 75-100 | 5.45 | DM: from 100-200 | 6.15 | DM: from 200-250 | 7.02 | DM: from 250-300 | 7.9 | DM: from 300-500 | 10.46 | DM: from 500-1000 | 10.68 | DM: from 1000-1500 | 10.91 | DM: from 1500-2000 | 11.13 | DM: above 2000 | 11.36 | Tariff 120:declared connected load of 301 to 5000W inclusive
minimum charge applicable per month
184
security deposit
600
Tariff 140
DM: up to 25kWh | 3.16 | DM: from 25 to 50 | 4.38 | DM: from 50-75 | 4.74 | DM: from 75-100 | 5.45 | DM: from 100-200 | 6.15 | DM: from 200-250 | 7.02 | DM: from 250-300 | 7.9 | DM: from 300-500 | 10.46 | DM: from 500-1000 | 10.68 | DM: from 1000-1500 | 10.91 | DM: from 1500-2000 | 11.13 | DM: above 2000 | 11.36 | Tariff 140: declared connected load of exceeding 5000W
minimum charge applicable per month
369
security deposit
1200
Electricity bill | Tier 0 | Tier 1 | Tier 2 | Tier 3 | Tier 4 | Tier 5
Tariff 110A | 0 | 31.7848 | 44.08 | 100.7 | N/A | N/A |  |  | VAT: 0%
Tariff 110 | 0 | N/A | N/A | N/A | N/A | N/A
Tariff 120 | 0 | N/A | N/A | N/A | 639.55 | N/A
Tariff 140 | 0 | N/A | N/A | N/A | N/A | 1750.17 |  |  | The applicant will be requested to pay a connection fee and a security deposit before connecting to the grid. Mauritius's residential electricity tariffs are categorized as follows: Tariff 110A: The average electricity consumption shall not exceed 85 kWh per month. Tariff 110: Applies to connected loads less than 300W. Tariff 120: Applies to connected loads from 301W to 5000W. Tariff 140: Applies to connected loads exceeding 5000W. This report calculates electricity bills for different energy tiers based on the various tariff structures. The final domestic electricity bills is determined by averaging the costs across the different tariff structures for each energy tier.
Final electricity bill | Tier 0 | Tier 1 | Tier 2 | Tier 3 | Tier 4 | Tier 5
Domestic | 0 | 31.7848 | 44.08 | 100.7 | 639.55 | 1750.17

## Mozambique
| Tier 0 | Tier 1 | Tier 2 | Tier 3 | Tier 4 | Tier 5 | unit
Daily capacity | 0 | 0.012 | 0.2 | 1 | 3.4 | 8.2 | (kWh)
Monthly capacity (assume 30 days) | 0 | 0.36 | 6 | 30 | 102 | 246 | (kWh)
Mt/kWh
Household Tariff
DM: from 0-200 | 6 | DM: from 201-500 | 8.49 | DM: above 500 | 8.91 | prepaid tariff | 7.64
Social Tariff
DM: from 0-100 | 0.97 | prepaid tariff | 0.97 |  |  | VAT:17%(included)
Electricity bill | Tier 0 | Tier 1 | Tier 2 | Tier 3 | Tier 4 | Tier 5 |  | Mozambique's residential electricity tariffs are divided into two types: Social Tariff (less than 100 kWh per month) The final domestic electricity bill is calculated by averaging the costs of both tariff types.
social | 0 | 0.3492 | 5.82 | 29.1 | N/A | N/A
social - prepaid tariff | 0 | 0.3492 | 5.82 | 29.1 | N/A | N/A
Houshold-prepaid tariff | 0 | N/A | N/A | N/A | 779.28 | 1879.44
household | 0 | N/A | N/A | N/A | 612 | 1590.54
Final electricity bill | Tier 0 | Tier 1 | Tier 2 | Tier 3 | Tier 4 | Tier 5
Domestic | 0 | 0.3492 | 5.82 | 29.1 | 695.64 | 1734.99

## Namibia
| Tier 0 | Tier 1 | Tier 2 | Tier 3 | Tier 4 | Tier 5 | unit
Daily capacity | 0 | 0.012 | 0.2 | 1 | 3.4 | 8.2 | (kWh)
Monthly capacity (assume 30 days) | 0 | 0.36 | 6 | 30 | 102 | 246 | (kWh)
Active power | 0 | 3≤P<50 | 50≤P<200 | 200≤P<800 | 800≤P<2000 | 2000≤P≤14000 | W |  |  | Single phase voltage: 220V
Max Apparent power | 0 | 0.052632 | 0.21053 | 0.84211 | 2.1053 | 14.7368 | kVA |  |  | Three phase voltage: 380V
Current-single phase | 0 | 0.23923 | 0.95694 | 3.8278 | 9.5694 | 66.9856 | A |  |  | https://www.power-sonic.com/blog/single-phase-and-three-phase-voltage-by-country/
NORED | [6 empty] | The TOU tariff exists, but it's unclear if the target customers include residential users.
| Energy Charge N$/kWh | ECB levy N$/kWh | NEF levy N$/kWh
Social prepaid - pensioner 15 AMP | 2.24 | 0.0212 | 0.016 | Support tariff are limited to 15A only .
Residential prepaid | Tier 0: 2.57; Tier 1: 0.0212; Tier 2: 0.016
ERONGO
| 0-100kWh (N$/kWh) | 101-400kWh (N$/kWh) | >400kWh (N$/kWh) | ECB levy N$/kWh | NEF levy N$/kWh | Basic N$/Amp/Month | Local Authority Surcharge N$/kWh | standard time N$/kWh
Domestic Conventional (Single phase) | 2.45 | 2.45 | 2.45 | 0.0212 | 0.016 | 11.72 | 0.08
Domestic Prepaid (single phase)-lifeline(up to 20 Amp) | 1.64 | 1.89 | 2.73 | 0.0212 | 0.016 | N/A | 0.08
Domestic Prepaid (single phase)-(more than 20 Amp) | 2.73 | 2.73 | 2.73 | 0.0212 | 0.016 | N/A | 0.08 |  |  | The TOU tariff exists, residential users are only charged by the standard time price.
Pensioner Conventional (Single Phase)-up to 40 Amp | 1.6 | 1.89 | 2.73 | 0.0212 | 0.016 | N/A | 0.08
Pensioner pre-paid (single phase)- up to 40 Amp | 1.6 | 1.89 | 2.73 | 0.0212 | 0.016 | N/A | 0.08
Net metering small renewable - 1 phase domestic | [7 empty] | 1.24
CENORED | [6 empty] | For CENORED, All new residential connections will be metered by prepayment meter, except where net metering installations are applied for and approved in 2022, thus, only consider prepaid tariff tye in calculation. The Social Prepaid (support) tariff is available only to residential properties without any form of business activity in towns, villages and settlement areas. The national average consumption of residential end-users on prepaid connections amounts to some 290kWh/month.
| Energy Charge N$/kWh | Basic charge N$/month | capacity charge N$/Summated Amp/month | ECB levy N$/kWh | NEF levy N$/kWh | [5 empty] | Link
Residential prepaid | 2.58 | N/A | N/A | 0.0212 | 0.016 | [5 empty] | Link
Residential Post-paid | 2.06 | 160 | 19.8 | 0.0212 | 0.016
| Block 1 (first 50 kWh/month) | Block 2 (Next 150 kWh/month) | Block 1 (More kWh/month) | ECB levy N$/kWh | NEF levy N$/kWh
Social prepaid (IBT) 1 phase up to 20 Amps | 1.95 | 2.27 | 2.58 | 0.0212 | 0.016
Social prepaid (IBT) 1 phase up to 40 Amps | 2.04 | 2.31 | 2.58 | 0.0212 | 0.016
Electricity bill | Tier 0 | Tier 1 | Tier 2 | Tier 3 | Tier 4 | Tier 5
Social prepaid - pensioner 15 AMP | 0 | 0.81979 | 13.6632 | 68.316 | 232.2744 | N/A
Residential prepaid | 0 | 0.93859 | 15.6432 | 78.216 | 265.9344 | 641.3712
Domestic Conventional (Single phase) | 0 | 3.6992 | 26.1385 | 119.4772 | 365.8475 | 1396.923 |  |  | Electricity distribution in Namibia is primarily handled by three main private companies: Erongo, NORED, and CENORED. In our analysis, we calculated the average electricity bill for each tier.
Domestic Prepaid (single phase)-lifeline(up to 20 Amp) | 0 | 0.60379 | 10.0632 | 50.316 | 171.5744 | N/A
Domestic Prepaid (single phase)-lifeline(more than 20 Amp) | 0 | N/A | N/A | N/A | N/A | 680.7312
Pensioner Conventional (Single Phase)-up to 40 Amp | 0 | 0.58939 | 9.8232 | 49.116 | 167.5744 | 445.0912
Pensioner pre-paid (single phase)- up to 40 Amp | 0 | 0.58939 | 9.8232 | 49.116 | 167.5744 | 445.0912
Net metering small renewable - 1 phase domestic | 0 | 0.4464 | 7.44 | 37.2 | 126.48 | 305.04
Residential prepaid | 0 | 0.94219 | 15.7032 | 78.516 | 266.9544 | 643.8312
Social prepaid (IBT) 1 phase up to 20 Amps | 0 | 0.71539 | 11.9232 | 59.616 | 219.3344 | N/A
Social prepaid (IBT) 1 phase up to 40 Amps | 0 | N/A | N/A | N/A | N/A | 563.9112
Residential Post-paid | 0 | 165.4918 | 191.5306 | 298.7055 | 563.3881 | 2002.227
Final electricity bill | Tier 0 | Tier 1 | Tier 2 | Tier 3 | Tier 4 | Tier 5
Domestic | 0 | 17.4836 | 31.1751 | 88.8595 | 254.6936 | 791.5797

## Niger
| Tier 0 | Tier 1 | Tier 2 | Tier 3 | Tier 4 | Tier 5 | unit
Daily capacity | 0 | 0.012 | 0.2 | 1 | 3.4 | 8.2 | (kWh)
Monthly capacity (assume 30 days) | 0 | 0.36 | 6 | 30 | 102 | 246 | (kWh)
Max Active power | 0 | 0.05 | 0.2 | 0.8 | 2 | 14 | kW
Max Apparent power | 0 | 0.052632 | 0.21053 | 0.84211 | 2.1053 | 14.7368 | kVA
BT - Social
Component | Tier 0: Unit; Tier 1: Rate; Tier 4: Residential tariff for less than 150 kWh, VAT exempt |  |  | VAT=19%
Fixed Charge | Tier 0: FCFA/Subscriber/Month; Tier 1: 250 |  |  |  |  | Niger's residential electricity tariffs are divided into two types: Social Tariff: Targeted at households with electricity consumption less than 50 kWh. Normal BT Tariff: Charges vary based on different power levels. For tier 5, as defined by the MTF, this report estimates the electricity bills by averaging the different BT tariff methods.
Energy Price
0-50 kWh | FCFA/kWh | 59.45 |  |  | Electricty bill | Tier 1 | Tier 2 | Tier 3 | Tier 4 | Tier 5
| Tier 4: Social; Tier 5: 271.402 | 606.7 | 2033.5 | N/A | N/A
BT - General 3 kW | Tier 4: BT - General 3 kW; Tier 5: N/A | N/A | N/A | 8251.74 | N/A
Component | Unit | Rate |  |  | BT - General 6 kW | N/A | N/A | N/A | N/A | 25507.9118
Fixed Charge | FCFA/Subscriber/Month | 1278 |  |  | BT - General 12 kW | N/A | N/A | N/A | N/A | 34298.7512
Energy Price | Tier 4: BT - General 18 kW; Tier 5: N/A | N/A | N/A | N/A | 37341.5812
0-150 kWh | FCFA/kWh | 68.37 |  |  | BT - General 30 kW | N/A | N/A | N/A | N/A | N/A
151-300 kWh | Tier 0: FCFA/kWh; Tier 1: 89.82
> 300 kWh | Tier 0: FCFA/kWh; Tier 1: 127.27
| Tier 4: Final electricity bill; Tier 5: Tier 1 | Tier 2 | Tier 3 | Tier 4 | Tier 5
BT - General 6 kW | Tier 4: Domestic; Tier 5: 271.402 | 606.7 | 2033.5 | 8251.74 | 32382.7481
Component | Tier 0: Unit; Tier 1: Rate
Fixed Charge | Tier 0: FCFA/Subscriber/Month; Tier 1: 2557
Energy Price
0-150 kWh | Tier 0: FCFA/kWh; Tier 1: 68.37
151-300 kWh | Tier 0: FCFA/kWh; Tier 1: 89.82
> 300 kWh | Tier 0: FCFA/kWh; Tier 1: 127.27
BT - General 12 kW
Component | Tier 0: Unit; Tier 1: Rate
Fixed Charge | Tier 0: FCFA/Subscriber/Month; Tier 1: 5113
Energy Price
0-500 kWh | Tier 0: FCFA/kWh; Tier 1: 96.38
> 500 kWh | Tier 0: FCFA/kWh; Tier 1: 136.58
BT - General 18 kW
Component | Tier 0: Unit; Tier 1: Rate
Fixed Charge | Tier 0: FCFA/Subscriber/Month; Tier 1: 7670
Energy Price
0-500 kWh | Tier 0: FCFA/kWh; Tier 1: 96.38
> 500 kWh | Tier 0: FCFA/kWh; Tier 1: 136.58
BT - General 30 kW
Component | Tier 0: Unit; Tier 1: Rate
Fixed Charge | Tier 0: FCFA/Subscriber/Month; Tier 1: 12784
Energy Price
0-500 kWh | Tier 0: FCFA/kWh; Tier 1: 96.38
> 500 kWh | Tier 0: FCFA/kWh; Tier 1: 136.58

## Nigeria
| Tier 0 | Tier 1 | Tier 2 | Tier 3 | Tier 4 | Tier 5 | unit
Daily capacity | 0 | 0.012 | 0.2 | 1 | 3.4 | 8.2 | (kWh)
Monthly capacity (assume 30 days) | 0 | 0.36 | 6 | 30 | 102 | 246 | (kWh)
Duration | 0 | Min 4 hrs | Min 4 hrs | Min 8 hrs | Min 16 hrs | Min 23 hrs | Hour
Approved allowed tariff (NGN/kWh)
Lifline | Tier 0: 4 |  |  | Service Band D (Minimum of 8 hours/day)
Band A Non-MD | Tier 0: 206.8; Tier 2: Service Band A (Minimum of 20 hours/day) |  |  | D - Non-MD: Customers within Band-D Service Level Feeders.
Band A MD1 | Tier 0: 206.8; Tier 2: A - Non-MD: Customers within Band-A Service Level Feeders. |  |  | D - MD 1: Customers with LV connections in Band-D.
Band A MD2 | Tier 0: 206.8; Tier 2: A - MD 1: Customers with LV connections in Band-A. |  |  | D - MD 2: Customers with MV/HV connections (11/33kV) in Band-D.
Band B Non-MD | Tier 0: 63.33; Tier 2: A - MD 2: Customers with MV/HV connections (11/33kV) in Band-A, typically large industrial operations.
Band B MD1 | Tier 0: 66.55
Band B MD2 | Tier 0: 68.89; Tier 2: Service Band B (Minimum of 16 hours/day)
Band C Non-MD | Tier 0: 52.51; Tier 2: B - Non-MD: Customers within Band-B Service Level Feeders.
Band C MD1 | Tier 0: 56.32; Tier 2: B - MD 1: Customers with LV connections in Band-B.
Band C MD2 | Tier 0: 57.45; Tier 2: B - MD 2: Customers with MV/HV connections (11/33kV) in Band-B.
Band D Non-MD | Tier 0: 50.01 |  |  | Lifeline (R1): Customers consuming no more than 50 kWh/month.
Band D MD1 | Tier 0: 54.93; Tier 2: Service Band C (Minimum of 12 hours/day)
Band D MD2 | Tier 0: 54.93; Tier 2: C - Non-MD: Customers within Band-C Service Level Feeders. |  | VAT:7.5%
C - MD 1: Customers with LV connections in Band-C.
C - MD 2: Customers with MV/HV connections (11/33kV) in Band-C.
Non-Maximum Demand (Non-MD): Customers are typically residential or small commercial users who consume electricity at lower, more consistent rates. They are connected to the grid via single-phase or three-phase connections and do not reach the higher electricity demand levels that would classify them as Maximum Demand consumers. Maximum Demand (MD): customers are large-scale consumers of electricity, such as industrial plants, large commercial complexes, or high-usage facilities. They are characterized by their occasional or regular spikes in electricity usage, reaching the highest demand levels recorded over a specified period. These customers are typically connected to the grid through Low Voltage (LV) or Medium/High Voltage (MV/HV) systems.
Electricty bill | Tier 1 | Tier 2 | Tier 3 | Tier 4 | Tier 5
Lifline | 1.548 | 25.8 | 129 | N/A | N/A
Band A Non-MD | N/A | N/A | N/A | N/A | 54688.26
Band B Non-MD | N/A | N/A | N/A | 6944.1345 | 16747.6185
Band C Non-MD | N/A | N/A | N/A | 5757.7215 | 13886.2695
Band D Non-MD | N/A | N/A | N/A | 5483.5965 | 13225.1445
Final electricity bill | Tier 1 | Tier 2 | Tier 3 | Tier 4 | Tier 5
Domestic | 1.548 | 25.8 | 129 | 6061.8175 | 24636.8231
Nigeria's residential electricity tariffs are classified as follows: Lifeline Tariff: For customers with monthly electricity consumption not exceeding 50 kWh. Service Bands: Band A: Minimum of 20 hours/day Band B: Minimum of 16 hours/day Band C: Minimum of 12 hours/day Band D: Minimum of 8 hours/day Based on the MTF standards, this report calculates the electricity costs for each tariff category. The final household electricity bill is determined by averaging the costs across different energy tiers for each tariff type.

## Republic of the Congo
| Tier 0 | Tier 1 | Tier 2 | Tier 3 | Tier 4 | Tier 5 | unit
Daily capacity | 0 | 0.012 | 0.2 | 1 | 3.4 | 8.2 | (kWh)
Monthly capacity (assume 30 days) | 0 | 0.36 | 6 | 30 | 102 | 246 | (kWh)
Max Active power | 0 | 0.05 | 0.2 | 0.8 | 2 | 14 | kW
| Advance on Consumption Amount (FCFA) | Circuit Breaker Capacity (Amperes)
3kW-Monophase | 26440 | 15 |  | Average residential price： | 0.12088 | USD/kWh
5kW-Monophase | Tier 0: 50440; Tier 1: 15
9kW-Monophase | Tier 0: 75440; Tier 1: 40
11.5kW-Monophase | Tier 0: 100440; Tier 1: 50
12kW-Triphase | Tier 0: 100440; Tier 1: 20
15kW-Triphase | Tier 0: 124440; Tier 1: 25
18kW-Triphase | Tier 0: 151440; Tier 1: 30
24kW-Triphase | Tier 0: 200440; Tier 1: 40
32.9kW-Triphase | Tier 0: 248440; Tier 1: 50
36kW-Triphase | Tier 0: 290440; Tier 1: 60
42kW-Triphase | Tier 0: 330440; Tier 1: 70
46kW-Triphase | Tier 0: 368440; Tier 1: 80
52kW-Triphase | Tier 0: 406440; Tier 1: 90
Electricity bill | Tier 0 | Tier 1 | Tier 2 | Tier 3 | Tier 4 | Tier 5
Domestic | 0 | 0.043517 | 0.72528 | 3.6264 | 12.3298 | 29.7365 |  | Under the current payment system, customers must make large payments upfront to access electricity. Additionally, there is no information provided on the energy cost per kWh, making it difficult to differentiate electricity charges across different energy tiers. Therefore, we use the average domestic electricty price for calculation.

## Rwanda
| Tier 0 | Tier 1 | Tier 2 | Tier 3 | Tier 4 | Tier 5 | unit
Daily capacity | 0 | 0.012 | 0.2 | 1 | 3.4 | 8.2 | (kWh)
Monthly capacity (assume 30 days) | 0 | 0.36 | 6 | 30 | 102 | 246 | (kWh)
FRW/KWH | [6 empty] | VAT:18%
DM: 0-15 kWh | 89 | DM: >15-50 | 212 | DM: >50 | 249
Electricity bill | Tier 0 | Tier 1 | Tier 2 | Tier 3 | Tier 4 | Tier 5
Domestic | 0 | 37.8072 | 630.12 | 5327.7 | 25609.54 | 67919.62

## Senegal
| Tier 0 | Tier 1 | Tier 2 | Tier 3 | Tier 4 | Tier 5 | unit
Daily capacity | 0 | 0.012 | 0.2 | 1 | 3.4 | 8.2 | (kWh)
Monthly capacity (assume 30 days) | 0 | 0.36 | 6 | 30 | 102 | 246 | (kWh)
Active power | 0 | 3≤P<50 | 50≤P<200 | 200≤P<800 | 800≤P<2000 | 2000≤P≤14000 | W
Energy charge (FCFA/kWh)
UD | 0-150kWh | 151-250kWh | >250kWh |  |  | VAT only apply for >250kWh consumption customers
DPP(Domestic Low Power) | Tier 0: 91.17; Tier 1: 136.49; Tier 2: 159.36
DMP(Domestic Medium Power) | Tier 0: 111.23; Tier 1: 143.54; Tier 2: 158.46
Prepaid WOYOFAL
DPP(Domestic Low Power) | Tier 0: 91.17; Tier 1: 136.49
DMP(Domestic Medium Power) | Tier 0: 111.23; Tier 1: 143.54
High Power Usage | Off-Peak Hours | Peak Hours | Monthly Fixed Charge in FCFA/kW |  |  | Peak Hours: 7 PM to 11 PM
DGP(Domestic High Power) | 118.37 | 170.53 | 956.13 |  |  | Off-Peak Hours: 12 AM to 7 PM and 11 PM to 12 AM
Fixed Prime Charge: In FCFA/kW of Subscribed Power
Electricity bill | Tier 0 | Tier 1 | Tier 2 | Tier 3 | Tier 4 | Tier 5
DPP-UD | 0 | 32.8212 | 547.02 | N/A | N/A | N/A
DMP-UD | 0 | N/A | N/A | 3336.9 | N/A | N/A
DPP-prepaid | 0 | 32.8212 | 547.02 | N/A | N/A | N/A
DMP-prepaid | 0 | N/A | N/A | 3336.9 | N/A | N/A
DGP | 0 | N/A | N/A | N/A | 17178.192 | 50203.656
Electricity bill | Tier 0 | Tier 1 | Tier 2 | Tier 3 | Tier 4 | Tier 5
Domestic | 0 | 32.8212 | 547.02 | 3336.9 | 17178.192 | 50203.656
Assume that the low-power tariff applies to tiers 1-2, the medium-power tariff to tiers 3, and the high-power tariff to tier 4-5. Also, assume that 60% of electricity usage occurs during peak hours and 40% during off-peak hours. For the final electricity bill, we will calculate an average based on the tariff structure within each energy tier.

## Seychelles
| Tier 0 | Tier 1 | Tier 2 | Tier 3 | Tier 4 | Tier 5 | unit
Daily capacity | 0 | 0.012 | 0.2 | 1 | 3.4 | 8.2 | (kWh)
Monthly capacity (assume 30 days) | 0 | 0.36 | 6 | 30 | 102 | 246 | (kWh)
Max Active power | 0 | 0.05 | 0.2 | 0.8 | 2 | 14 | kW
Max Apparent power | 0 | 0.052632 | 0.21053 | 0.84211 | 2.1053 | 14.7368 | kVA
Tariff 110
energy chargeSR/ KWH
DM: 0-200 | 1.87 | DM: 201-300 | 2.16 | DM: 301-400 | 3.8 | DM:401-600 | 4.2 | DM: exceeding 600 | 4.85 | DEMAND OF 2.4 KVA OR LESS
Power demand charge Sr/ kVA
0
Tariff 120
energy chargeSR/ KWH
DM: 0-200 | 1.87 | DM: 201-300 | 2.16 | DM: 301-400 | 3.8 | DM:401-600 | 4.2 | DM: exceeding 600 | 4.85 | DEMAND EXCEEDING 2.4 KVA LESS THAN 9.6 KVA
Power demand charge Sr/ kVA
4.9
Tariff 130
energy chargeSR/ KWH | [9 empty] | DEMAND OF 9.6 KVA OR MORE
DM: 0-200 | 1.87 | DM: 201-300 | 2.16 | DM: 301-400 | 3.8 | DM:401-600 | 4.2 | DM: exceeding 600 | 4.85
Power demand charge Sr/ kVA | [9 empty] | VAT=0%
9.85
Electricity bill | Tier 0 | Tier 1 | Tier 2 | Tier 3 | Tier 4 | Tier 5
Tariff 110 | 0 | 0.6732 | 11.22 | 56.1 | 190.74 | N/A
Tariff 120 | 0 | N/A | N/A | N/A | N/A | 545.5705
Tariff 130 | 0 | N/A | N/A | N/A | N/A | 618.5179
Final electricity bill | Tier 0 | Tier 1 | Tier 2 | Tier 3 | Tier 4 | Tier 5 |  | Seychelles' residential electricity tariffs are categorized into three types based on demand and reactive power: Tariff 110: Applicable for demand less than 2.4 kVA. Tariff 120: Applicable for demand between 2.4 kVA and 9.6 kVA. Tariff 130: Applicable for demand greater than 9.6 kVA. For each energy tier, the final electricity bills are calculated by averaging the expenditures across these tariff types within the respective tier.
Domestic | 0 | 0.6732 | 11.22 | 56.1 | 190.74 | 582.0442

## Sierra Leone
| Tier 0 | Tier 1 | Tier 2 | Tier 3 | Tier 4 | Tier 5 | unit
Daily capacity | 0 | 0.012 | 0.2 | 1 | 3.4 | 8.2 | (kWh)
Monthly capacity (assume 30 days) | 0 | 0.36 | 6 | 30 | 102 | 246 | (kWh)
SLL/kWh | [9 empty] | EDSA Tariff
DM: 0-25 (T1 Social Band) |  | 2093 | DM:25-200 (T1 Normal Band) |  | 4853 | DM: Above 200 (T1 High-End Users) |  |  | 5271
VAT:15%(include GST)
Electricity bill | Tier 0 | Tier 1 | Tier 2 | Tier 3 | Tier 4 | Tier 5 |  | Sierra Leone's residential electricity tariffs are categorized as follows: T1 Social Band: For low-income households with monthly electricity consumption less than 25 kWh, applicable to tiers 1-3. T1 Normal Band: For households with monthly electricity consumption between 25-200 kWh, applicable to tiers 3-4. T1 High-End Users: For households with monthly electricity consumption exceeding 200 kWh, applicable to tier 5.
T1 Social Band | 0 | 753.48 | 12558 | N/A | N/A | N/A
T1 Normal Band | N/A | N/A | N/A | 76590 | 426006 | N/A
T1 High-End Users | N/A | N/A | N/A | N/A | N/A | 1144066
Final electricty bill | Tier 0 | Tier 1 | Tier 2 | Tier 3 | Tier 4 | Tier 5
Domestic | 0 | 753.48 | 12558 | 76590 | 426006 | 1144066

## Somalia
| Tier 0 | Tier 1 | Tier 2 | Tier 3 | Tier 4 | Tier 5 | unit
Daily capacity | 0 | 0.012 | 0.2 | 1 | 3.4 | 8.2 | (kWh)
Monthly capacity (assume 30 days) | 0 | 0.36 | 6 | 30 | 102 | 246 | (kWh)
Average electricity price | 79.42 | USD/MWh |  | 0.07942 | USD/kWh |  | Based on 2022 currency exchange rate
Electricity bill | Tier 0 | Tier 1 | Tier 2 | Tier 3 | Tier 4 | Tier 5 |  | The calculation of electricty bill in this report is based on third-party estimates of the average residential electricity price. While this approach offers a useful approximation, it is important to acknowledge its limitations due to regional variations and household usage pattern.
Domestic | 0 | 0.028591 | 0.47652 | 2.3826 | 8.1008 | 19.5373

## South Africa
| Tier 0 | Tier 1 | Tier 2 | Tier 3 | Tier 4 | Tier 5 | unit
Daily capacity | 0 | 0.012 | 0.2 | 1 | 3.4 | 8.2 | (kWh)
Monthly capacity (assume 30 days) | 0 | 0.36 | 6 | 30 | 102 | 246 | (kWh)
Max Active power | 0 | 0.05 | 0.2 | 0.8 | 2 | 14 | kW |  | Single phase voltage: 230V
Max Current -single phase | 0 | 0.22883 | 0.91533 | 3.6613 | 9.1533 | 64.0732 | A
Max Apparent power | 0 | 0.052632 | 0.21053 | 0.84211 | 2.1053 | 14.7368 | kVA |  | https://www.power-sonic.com/blog/single-phase-and-three-phase-voltage-by-country/
HomePower(standard local authority charges) | Tier 4: Homepower 1: dual-phase 32 kVA (80 A per phase) three-phase 25 kVA (40 A per phase) Homepower 2: dual-phase 64 kVA (150 A per phase) three-phase 50 kVA (80 A per phase) Homepower 3:dual-phase 100 kVA (225 A per phase) three-phase 100 kVA (150 A per phase) Homepower 4:single-phase 16 kVA (80 A per phase)
| Energy Charge(>0-600 kWh) VAT Incl (R/kWh) | Energy Charge(>600 kWh) VAT Incl (R/kWh) | Network capacity charge(R/POD/day) VAT incl | 1R = 100C
HomePower1 | 2.8579 | 4.5125 | 12.22 | POD is based on the NMD (size) of the supply
HomePower2 | Tier 0: 2.8579; Tier 1: 4.3993; Tier 2: 22.93
HomePower3 | Tier 0: 2.8579; Tier 1: 4.3993; Tier 2: 47.38
HomePower4 | Tier 0: 2.8579; Tier 1: 4.5955; Tier 2: 7.5
0.15304
HomePower(standard non-local authority charges)
| Energy Charge(>0-600 kWh) VAT Incl (R/kWh) | Energy Charge(>600 kWh) VAT Incl (R/kWh) | Network capacity charge(R/POD/day) VAT incl
HomePower1 | Tier 0: 2.8237; Tier 1: 4.4588; Tier 2: 12.1
HomePower2 | Tier 0: 2.8237; Tier 1: 4.3476; Tier 2: 22.67 |  |  |  |  | Suite of electricity tariffs based on the size of the supply that provides a subsidy to low-usage single phase residential supplies in Urbanp and electrification areas and has the following charges:
HomePower3 | Tier 0: 2.8237; Tier 1: 4.3476; Tier 2: 46.79
HomePower4 | Tier 0: 2.8237; Tier 1: 4.5409; Tier 2: 7.39
Homeflex(Non-local authority charges) | [9 empty] | Homeflex 1: dual-phase 32 kVA (80 A per phase) three-phase 25 kVA (40 A per phase) Homeflex 2: dual-phase 64 kVA (150 A per phase) three-phase 50 kVA (80 A per phase) Homeflex 3:dual-phase 100 kVA (225 A per phase) three-phase 100 kVA (150 A per phase) Homeflex 4:single-phase 16 kVA (80 A per phase)
Active demand charge (c/kWh) included the tax
| Tier 0: High demand session (Jun-Aug); Tier 3: Low demand session (Sep-May) | Transmission network charges [R/kVA/m] | Network capacity charge [R/POD/day]
| Peak | Standard | off peak | Peak | Standard | off peak
Homeflex1 | 703.73 | 214.11 | 116.91 | 230.44 | 159 | 101.37 | 145.35 | 12.1
Homeflex2 | 703.73 | 214.11 | 116.91 | 230.44 | 159 | 101.37 | 145.35 | 22.67
Homeflex3 | 703.73 | 214.11 | 116.91 | 230.44 | 159 | 101.37 | 145.35 | 46.79 |  |  | An electricity tariff that provides a subsidy to low-usage single phase supplies in Ruralp areas and is only offered as a prepaid supply and has the following charges
Homeflex4 | 703.73 | 214.11 | 116.91 | 230.44 | 159 | 101.37 | 145.35 | 7.39
HomeLight(Non-local authority charges)
| Energy Charge [R/kWh] include VAT |  |  | Homelight 20A : 20A supply size (NMD) typically for low-consuming supplies. Homelight 60A: 60A prepayment or 80A* smart-meter prepayment or 80A post-paid supply size (NMD) typically for medium- to high-consuming supplies. Homelight: A subsidized tariff for single-phase residential customers in urban areas with low usage. Homelight tariffs are partly subsidized and don't have capacity charges. Eskom typically supplies Homelight 20A to informal settlements and Homelight 60A to private households.
| Block 1 [>0-600 kWh] | Block 2 [>600 kWh]
Homelight 60A | Tier 0: 2.6716; Tier 1: 4.5409
Homelight 20A | Tier 0: 2.1882; Tier 1: 2.4796
Landrate/Landlight (Non-local authority charge)
| Energy charge (R/kWh) included VAT | Ancillary service charge (R/kWh) include VAT | Network demand charge (R/kWh) | Network capacity charge (R/POD/day) | Service Charge (R/POD/day) |  | Landrate1: single-phase 16 kVA (80 A per phase) dual-phase 32 kVA (80 A per phase) three-phase 25 kVA (40 A per phase) Landrate 2: dual-phase 64 kVA (150 A per phase) three-phase 50 kVA (80 A per phase) Landrate 3: dual-phase 100 kVA (225 A per phase) three-phase 100 kVA (150 A per phase) Landrate 4:single-phase 16 kVA (80 A per phase) Landrate Dx: single-phase 5 kVA (limited to 10 A per phase) Landlight 20A: single-phase 20A Landlight 60A:single-phase 60A
Landrate 1 | 2.3975 | 0.0092 | 0.599 | 64.03 | 53.19
Landrate 2 | 2.3975 | 0.0092 | 0.599 | 98.43 | 53.19
Landrate 3 | 2.3975 | 0.0092 | 0.599 | 157.37 | 53.19
Landrate 4 | 5.1783 | 0.0092 | 0.599 | 50.99 | 0
Landlight 20A | Tier 0: 6.894
Landlight 60A | Tier 0: 8.8873
Landrate Dx* | Tier 4: 114.06
Landrate (local authority charge)
| Energy charge (R/kWh) included VAT | Ancillary service charge (R/kWh) include VAT | Network demand charge (R/kWh) | Network capacity charge (R/POD/day) | Service Charge (R/POD/day)
Landrate 1 | 2.4841 | 0.0094 | 0.6124 | 65.4 | 53.52
Landrate 2 | 2.4841 | 0.0094 | 0.6124 | 100.51 | 53.52
Landrate 3 | 2.4841 | 0.0094 | 0.6124 | 160.74 | 53.52
Landrate 4 | 2.4841 | 0.0094 | 0.6124 | 52.08 | 0
Landrate Dx* | Tier 4: 115.82
Electricity bill | Tier 0 | Tier 1 | Tier 2 | Tier 3 | Tier 4 | Tier 5 |  | ESKOM provide both rural and urban tariffs.Homelight and Landlight are provided for low-usage customers in urban and rural areas, respectively. Homepower and Landrate are the standard tariffs for urban and rural regions, catogorized by kWh and current levels based on the MTF standard. We only consider the urban tariffs in our calculation.
HomePower4-local | 0 | N/A | N/A | N/A | 516.5058 | 928.0434
HomePower4-no local | 0 | N/A | N/A | N/A | 509.7174 | 916.3302
Homelight 20A | 0 | 0.78775 | 13.1292 | 65.646 | N/A | N/A
Homelight 60A | 0 | 0.96178 | 16.0296 | 80.148 | N/A | N/A
Landrate 1-local | 0 | N/A | N/A | N/A | N/A | 3887
Landrate 1-no local | 0 | N/A | N/A | N/A | N/A | 3818
Landrate 4-local | 0 | N/A | N/A | N/A | 1879.2018 | 2326.4514
Landrate 4- no local | 0 | N/A | N/A | N/A | 2119.923 | 2953.179
Landrate Dx*-local | Tier 0: 0; 115.82 Tier 5: N/A
Landrate Dx*-no local | Tier 0: 0; 115.82 Tier 5: N/A
Landlight 20A | 0 | 2.4818 | 41.364 | 206.82 | N/A | N/A
Landlight 60A | 0 | 3.1994 | 53.3238 | 266.619 | N/A | N/A
Electricity bill | Tier 0 | Tier 1 | Tier 2 | Tier 3 | Tier 4 | Tier 5
Domestic | 0 | 0.87476 | 14.5794 | 72.897 | 513.1116 | 922.1868

## South Sudan
| Tier 0 | Tier 1 | Tier 2 | Tier 3 | Tier 4 | Tier 5 | unit
Daily capacity | 0 | 0.012 | 0.2 | 1 | 3.4 | 8.2 | (kWh)
Monthly capacity (assume 30 days) | 0 | 0.36 | 6 | 30 | 102 | 246 | (kWh)
energy charge USD /kWh
0-100kWh | Tier 0: 0.316
>100kWh | Tier 0: 0.336
Electricity bill | Tier 0 | Tier 1 | Tier 2 | Tier 3 | Tier 4 | Tier 5
Domestic | 0 | 0.11376 | 1.896 | 9.48 | 32.272 | 80.656

## Sudan
| Tier 0 | Tier 1 | Tier 2 | Tier 3 | Tier 4 | Tier 5 | unit
Daily capacity | 0 | 0.012 | 0.2 | 1 | 3.4 | 8.2 | (kWh)
Monthly capacity (assume 30 days) | 0 | 0.36 | 6 | 30 | 102 | 246 | (kWh)
Average electricity price | Tier 0: 0.023; Tier 1: USD/kWh | Based on 2021 currency exchange rate
Electricity bill | Tier 0 | Tier 1 | Tier 2 | Tier 3 | Tier 4 | Tier 5 |  | The electricity bill calculations in this report are based on World Bank estimates of average electricity prices. A lifeline tariff exists for energy consumption below 100 kWh; however, detailed information on this tariff structure is unavailable.
Domestic | 0 | 0.00828 | 0.138 | 0.69 | 2.346 | 5.658

## São Tomé and Príncipe
| Tier 0 | Tier 1 | Tier 2 | Tier 3 | Tier 4 | Tier 5 | unit
Daily capacity | 0 | 0.012 | 0.2 | 1 | 3.4 | 8.2 | (kWh)
Monthly capacity (assume 30 days) | 0 | 0.36 | 6 | 30 | 102 | 246 | (kWh)
Max Active power | 0 | 0.05 | 0.2 | 0.8 | 2 | 14 | kW |  |  | Single phase voltage: 230V
Max Apparent power | 0 | 0.052632 | 0.21053 | 0.84211 | 2.1053 | 14.7368 | kVA |  |  | Three phase voltage: 400V
Max current -single phase | 0 | 0.22883 | 0.91533 | 3.6613 | 9.1533 | 64.0732 | A |  |  | https://www.power-sonic.com/blog/single-phase-and-three-phase-voltage-by-country/
Postpaid energy tariff structure | [6 empty] | Connection fee |  |  | Temporary connections – Energy
| Tier 0: Price per KWH (in dobras) | Service | Value (in dobros)
| Tier 0: ≤ 100 KWH; Tier 1: ≤ 300 KWH; Tier 2: > 300 KWH | Water | 350 |  | For 1 day – 472.97 Dbs
Domestic | Tier 0: 1.67; Tier 1: 2.45; Tier 2: 3.84 | Energy |  |  | For 2 days – 666.98 Dbs
Prepaid energy tariff structure | [6 empty] | Reconnection at the pole, period less than 1 year | 358.33 |  | For 3 days – 856.87 Dbs
| Tier 0: Single-phase; Tier 1: Three-phase | Reconnection at the meter, period less than 1 year | 266.19
Domestic | Tier 0: 2.75; Tier 1: 3.35 | Reconnection after a period greater than 1 year | 573.33
[7 empty] | Water and energy bill statement | 50 | dobros per page
Energy meter rental
Amperage | Tier 0: Value_ Meter Type (dobras) | Annual industrial fee (Ind) |  |  |  | VAT:0%
| Tier 0: Single-phase; Tier 1: Three-phase | Designation | Value (in dobros)
10/30 | Tier 0: 6; Tier 1: 48 | Ind. Single-phase | 15 | 1.25
20/60 | Tier 0: 17; Tier 1: 52 | Ind. Three-phase | 25 | 2.0833
30/90 | Tier 0: Does not exist; Tier 1: 58 | Ind. Industrial Company | 45 | 3.75
100/5 | Tier 1: 64
200/5 | Tier 1: 70
Electricity bill | Amperage | Phase | Tier 0 | Tier 1 | Tier 2 | Tier 3 | Tier 4 | Tier 5
Domestic-postpaid | 10/30 | single phase | 0 | 56.6012 | 66.02 | 106.1 | 227.9 | N/A
| 20/60 |  | 0 | N/A | N/A | N/A | N/A | 591.7
| 30/90 |  | Tier 0: 0; Tier 1: Do not exist
| 100/5 |  | Tier 0: 0
| 200/5 |  | Tier 0: 0
Domestic-prepaid | 10/30 | single phase | 0 | 56.99 | 72.5 | 138.5 | 336.5 | N/A |  |  |  | Assume the electricity bill is one page and only charge 50 dbs per month
| 20/60 |  | 0 | N/A | N/A | N/A | N/A | 743.5
| 30/90 |  | Tier 0: 0; Tier 1: Do not exist
| 100/5 |  | Tier 0: 0
| 200/5 |  | Tier 0: 0
Final electricity bill | Tier 0 | Tier 1 | Tier 2 | Tier 3 | Tier 4 | Tier 5 |  | São Tomé and Principe's residential electricity tariffs are divided into postpaid and prepaid categories. The tariffs vary based on amperage.The final household electricity bill is determined by averaging the costs across the different tariff structures and conditions.
Domestic | 0 | 56.7956 | 69.26 | 122.3 | 282.2 | 667.6

## Tanzania
| Tier 0 | Tier 1 | Tier 2 | Tier 3 | Tier 4 | Tier 5 | unit
Daily capacity | 0 | 0.012 | 0.2 | 1 | 3.4 | 8.2 | (kWh)
Monthly capacity (assume 30 days) | 0 | 0.36 | 6 | 30 | 102 | 246 | (kWh)
TZS/kWh | Tier 4: VAT:18%
DM: 0-75 | Tier 0: 100; Tier 1: DM: above 75; Tier 2: 350
EWURA: 1% REP: 3% (from excel,no avaliable source)
Electricity bill | Tier 0 | Tier 1 | Tier 2 | Tier 3 | Tier 4 | Tier 5
domestic | 0 | 43.92 | 732 | 3660 | 13054 | 74542

## Togo
| Tier 0 | Tier 1 | Tier 2 | Tier 3 | Tier 4 | Tier 5 | unit
Daily capacity | 0 | 0.012 | 0.2 | 1 | 3.4 | 8.2 | (kWh)
Monthly capacity (assume 30 days) | 0 | 0.36 | 6 | 30 | 102 | 246 | (kWh)
Max Active power | 0 | 0.05 | 0.2 | 0.8 | 2 | 14 | kW
Max Apparent power | 0 | 0.052632 | 0.21053 | 0.84211 | 2.1053 | 14.7368 | kVA
Domestic usage
Subscribed power in kVA | Tier 1: less than and equal to2.2; Tier 2: >2.2 & <13.2; Tier 3: more than and equal to 13.2
Categories | Bands | Cost(FCFA) | Cost(FCFA) | Cost(FCFA)
Power charge (FCFA/kVA/month) | Tier 1: 250; Tier 2: 300; Tier 3: 600
Energy (FCFA/kWh) | Tier 0: Social Band (0-40kWh); Tier 1: 63; Tier 2: Exempt from the social bracket
| Band 1 (41-200kWh) | 84 | 84 | 84 |  |  | VAT:18%
| Band 2 (201-350kWh) | 114 | 114 | 114
| Band 3 (Above 350kWh) | 120 | 120 | 120
Other monthly charge FCFA | Meter rental | 500 | 500 | 500
| Connection Maintenance | 500 | 500 | 500
Public lighting charge FCFA/kWh | Tier 1: 5
Electricity bill | Tier 0 | Tier 1 | Tier 2 | Tier 3 | Tier 4 | Tier 5 |  | Assuming we use the minimum apparent power for each energy tier, we calculate the electricity bill based on the lowest subscribed power level.
Less than 2.2 kVA | 0 | 1224.4127 | 1723.5453 | 3835.6211 | 11521.8926 | N/A
>2.2 & <13.2 | 0 | N/A | N/A | N/A | N/A | N/A
more than and equal to 13.2 | 0 | N/A | N/A | N/A | N/A | 39077.0042
Electricity bill | Tier 0 | Tier 1 | Tier 2 | Tier 3 | Tier 4 | Tier 5
Domestic | 0 | 1224.4127 | 1723.5453 | 3835.6211 | 11521.8926 | 39077.0042

## Uganda
| Tier 0 | Tier 1 | Tier 2 | Tier 3 | Tier 4 | Tier 5 | unit
Daily capacity | 0 | 0.012 | 0.2 | 1 | 3.4 | 8.2 | (kWh)
Monthly capacity (assume 30 days) | 0 | 0.36 | 6 | 30 | 102 | 246 | (kWh)
shs/ kWh
DM: first 15 kWh | 250 | DM: 16-80 | 796.4 | DM: 81-150 | 412 | DM: >150 | 796.4 |  | Only the customers whose consumption does not exceed 100 kWh per month can use lifeline tariff
Electricity bill | Tier 0 | Tier 1 | Tier 2 | Tier 3 | Tier 4 | Tier 5
Domestic | 0 | 106.2 | 1770 | 18521.28 | 76204.4 | 189756.272 |  | VAT:18%

## Zambia
| Tier 0 | Tier 1 | Tier 2 | Tier 3 | Tier 4 | Tier 5 | unit
Daily capacity | 0 | 0.012 | 0.2 | 1 | 3.4 | 8.2 | (kWh)
Monthly capacity (assume 30 days) | 0 | 0.36 | 6 | 30 | 102 | 246 | (kWh)
(K/kWh)
R1: up to 100kWh | 0.44 | R2: above 100-300 | 1.05 | R3: above 300-500 | 1.69 | R4: above 500 | 2.44
Government excise duty:3% | Tier 2: VAT:16%
Electricity bill | Tier 0 | Tier 1 | Tier 2 | Tier 3 | Tier 4 | Tier 5
R1 | 0 | 0.1885 | 3.1416 | 15.708 | N/A | N/A
R2 | N/A | N/A | N/A | N/A | 54.859 | 234.787 |  | Zambia's residential electricity tariffs are divided into four categories based on monthly electricity consumption: R1: Monthly consumption less than or equal to 100 kWh. R2: Monthly consumption between 101 and 300 kWh. R3: Monthly consumption between 301 and 500 kWh. R4: Monthly consumption greater than 500 kWh.
R3 | N/A | N/A | N/A | N/A | N/A | N/A
R4 | N/A | N/A | N/A | N/A | N/A | N/A
Final electricity bill | Tier 0 | Tier 1 | Tier 2 | Tier 3 | Tier 4 | Tier 5
Domestic | 0 | 0.1885 | 3.1416 | 15.708 | 54.859 | 234.787

## Zimbabwe
| Tier 0 | Tier 1 | Tier 2 | Tier 3 | Tier 4 | Tier 5 | unit
Daily capacity | 0 | 0.012 | 0.2 | 1 | 3.4 | 8.2 | (kWh)
Monthly capacity (assume 30 days) | 0 | 0.36 | 6 | 30 | 102 | 246 | (kWh)
Domestic metered customers
Energy charge per kWh (ZiG/kWh)
DM: first 50 kWh | 2.2399 | DM: 51-100 | 2.5199 | DM : 101-200 | 4.4798 | DM:201-300 | 6.4397 | DM:301-400 | 6.9996 | DM:401 and above | 7.2796
Electricity bill | Tier 0 | Tier 1 | Tier 2 | Tier 3 | Tier 4 | Tier 5
Domestic | 0 | 0.85475 | 14.2458 | 71.2288 | 261.7666 | 1041.128
[8 empty] | Rural Electrification Levy: 6% |  |  |  | The Rural Electrification Levey is collected by ZETDC on behalf of REA, an organization in Zimbabwe that focuses on bringing power to the rural parts of Zimbabwe.
VAT:0%
In Zimbabwe, electricity pricing follows an Increasing Block Tariff (IBT), with an additional Rural Electrification Levy imposed. This report calculates household electricity bills based on monthly consumption across different energy tiers.